## startblad
Startblad & Versiebeheer
spreadsheet
auteur | pwt
categorie | hout
subcategorie | plaat
toelichting
doel | Met deze spreadsheet worden de vloertrillingen van een CLT-plaat getoetst volgens de prEN 1995-1-1 methode en de SBR 539 methode
toepassingsgebied | CLT
uitsluiting
norm | datum
NEN-EN 1995-1-1 | mei 2011 |  |  | needs to be checked!
NB_NEN-EN 1995-1-1 | 2013
NEN-EN 338 | 2016
NEN-EN 14080 | 2013
versie | datum | auteur | controleur | wijziging
0.0 | 2022-07-24 | lia |  | initiële versie
uitgebreidere toelichting wijziging | opmerking: de berekende eigenfrequentie wijkt af van berekend waarde met Scia Engineer

## samenvatting
|  |  | datum: | 2024-05-10
referentie:
|  |  | code: | 2301651
onderdeel:
Berekening vloertrilling CLT platen volgens prEN en SBR
naam | norm artikel / formuke | symbool | eenheid | waarde
invoer vloer
CLT type |  | - | - | L-200/5s
CLT merk |  | - | - | Derix
CLT dikte |  | dCLT | mm | 200
overspanningslengte |  | LCLT | m | 5.3
breedte vloer |  | BCLT | m | 3
overspanningsrichting |  |  |  | one-way
damping ratio | prEN 1995-1-1, art. 9.3.1 (3) | z | - | 0.025
belastingen
permanente belasting (exclusief eigen gewicht CLT) |  | mG,k | kg/m² | 120
veranderlijke belasting |  | mQ,k | kg/m² | 250
walking frequency | prEN 1995-1-1, art. 9.3.3 (2) | fw | Hz | 2
CEN-TC 250 N3489 prEN 1995-1-1
resultaten
maximum deflection due to a vertical static point-load F = 1 kN | prEN 1995-1-1, vgl (9.17) | w1kN | mm | 0.17801
natural frequency | prEN 1995-1-1, vgl (9.12) | f1 | Hz | 8.7912
modal mass | prEN 1995-1-1, vgl (9.23) | M* | kg | 1868.25
root mean square acceleration | prEN 1995-1-1, vgl (9.21) | arms | m/s² | 0.15139
root mean square velocity | prEN 1995-1-1, vgl (9.28) | vrms | m/s | 0.0012221
controle
acceleration response factor | prEN 1995-1-1, Tabel 9.1 | Ra | - | 30.2789
velocity response factor | prEN 1995-1-1, Tabel 9.1 | Rv | - | 12.221
response factor | prEN 1995-1-1, Tabel 9.1 | R | - | 12.221
floor performance level | prEN 1995-1-1, Tabel 9.1 | - | - | IV
frequency criteria | prEN 1995-1-1, Tabel 9.1 | - | - | ja
stiffness criteria | prEN 1995-1-1, Tabel 9.1 | - |  | ja
SBR 539
ES_RMS_90 value |  | ES-RMS90 | - | 4.0494
klasse |  | - | - | E
EC5
frequency check |  | u.c. | - | 0.91
stiffness check |  | u.c. | - | 0.53402
velocity check |  | u.c. | - | 0.082243
Note on E17: [Threaded comment] Your version of Excel allows you to read this threaded comment; however, any edits to it will get removed if the file is opened in a newer version of Excel. Learn more: https://go.microsoft.com/fwlink/?linkid=870924 Comment: Can we limit it to input of floor type where we give a standard damping ratio?

## rekenblad_prEN
|  |  |  | datum: | 2024-05-10
referentie:
code:
onderdeel:
Berekening vloertrilling CLT platen volgens prEN 1995-1-1, chapter 9
naam | norm artikel | formule | symbool | eenheid | waarde
invoer
CLT merk |  |  | - | - | Derix
CLT dikte |  |  | dCLT | mm | 200
CLT type |  |  | type | - | L-200/5s
overspanningslengte |  |  | L | m | 5.3
breedte vloer |  |  | B | m | 3
overspanningsrichting |  |  | - | - | one-way
massa
eigen gewicht CLT | uit CLT tabel |  | mG,CLT | kg/m² | 90
permanente belasting |  |  | mG | kg/m² | 120
veranderlijke belasting |  |  | mQ | kg/m² | 250
factor veranderlijke belasting | prEN 1995-1-1, art. 9.3.3 (8) |  | - | - | 10%
massa |  | mG,CLT + mG + 0,1 * mQ | m | kg/m² | 235
controle
loopfrequentie |  |  | fw | - | 2 |  | add user input: residential / other and < or > 10 m
eigenschappen CLT
dempingsfactor |  |  | z | - | 0.025
buigstijfheid langs de vloeroverspanning | uit CLT tabel |  | (EI)L | Nm²/m | 5808000
buigstijfheid dwars op de vloeroverspanning | uit CLT tabel |  | (EI)T | Nm²/m | 1525333
9.3.4 fundamental frequency
frequency factor in case of double span | prEN 1995-1-1, art. 9.3.4 (1) | 1 for single span floor | ke,1 | - | 1 |  | under construction
frequency factor to consider the effect of the transverse floor stiffness | prEN 1995-1-1, art. 9.3.4 (1) | 1 for one-way spanning floor | ke,2 | - | 1 |  | under construction
natural frequency | prEN 1995-1-1, vgl (9.12) | ke,1 * ke,2 * p / (2 * L2) * {(EI)L / m}0,5 | f1 | Hz | 8.7912 | X
frequency limit | prEN 1995-1-1, Tabel 9.1 |  | f1,lim | Hz | 4.5
9.3.5 stiffness
effectieve breedte | prEN 1995-1-1, vgl (9.18) | min{0,95 * L * ((EI)T / (EI)L )0,25; B} | Bef | m | 3
maximum deflection due to a vertical static point-load F = 1 kN | prEN 1995-1-1, vgl (9.17) | (F * L3) / {48 * (EI)L * Bef} | w1kN | mm | 0.17801
9.3.6 acceleration
fundamental frequency limit for resonant response | prEN 1995-1-1, art. 9.3.3 (3) | max(4 * fw ; 8) | fres | - | 8
necessity to check resonance responce | prEN 1995-1-1, art. 9.3.3 (5) | for f1 < f1,lim |  |  | nee
factor to account for higher modes of vibration | prEN 1995-1-1, vgl (9.22) | max{0,19 * (B/L) * ((EI)L / (EI)T)0,25 ; 1,0} | kres | - | 1
resonant build-up factor | prEN 1995-1-1, art. 9.3.6 (2) |  | µres | - | 0.4 |  | we need to make this dependant on unobstructed movement or full resonant response. see also 9.3.3(2)
vertical dynamic force caused by the assumed weight of a walking person | prEN 1995-1-1, art. 9.3.6 (2) |  | Fdyn | N | 50
modale massa prEN methode | prEN 1995-1-1, vgl (9.23) | m * L * B / 2 | M* | kg | 1868.25
root mean square acceleration | prEN 1995-1-1, vgl (9.21) | (kres * µres * Fdyn) / (20,5 * 2 * z * M*) | arms | m/s² | 0.15139
response factor acceleration | prEN 1995-1-1, Tabel 9.1 | arms / 0,005 | Ra,rms | - | 30.2789
9.3.7 velocity
mean modal impulse | prEN 1995-1-1, vgl (9.24) | 42 * fw1,43 / f11,3 | Imod,mean | Ns | 6.706
reduction factor | prEN 1995-1-1, art. 9.3.7 (4) |  | kred | - | 0.7
peak velocity | prEN 1995-1-1, vgl (9.25) | kred * Imod,mean / (M* + 70) | v1,peak | m/s | 0.0024219
factor to consider the effect of higher vibration modes on the floor response | prEN 1995-1-1, vgl (9.26) | max{0,48 * (B/L) * ((EI)L / (EI)T)0,25 ; 1,0} | kimp | - | 1
total velocity peak response | prEN 1995-1-1, vgl (9.27) | kimp * v1,peak | vtot,peak | m/s | 0.0024219
factor for root mean square velocity | prEN 1995-1-1, vgl (9.29) | 1,35 – 0,4 * kimp | η | - | 0.95 |  | update based on floor type
root mean square velocity | prEN 1995-1-1, vgl (9.28) | vtot,peak *(0,65 – 0,01 * f1) * (1,22 – 11 * z) * η | vRMS | m/s | 0.0012221
response factor velocity | prEN 1995-1-1, Tabel 9.1 | vrms / 0,0001 | Rv,rms | - | 12.221
response
response factor | prEN 1995-1-1, Tabel 9.1 |  | R | - | 12.221
floor performance level | prEN 1995-1-1, Tabel 9.1 |  | crit | - | IV
frequency criteria | prEN 1995-1-1, Tabel 9.1 |  | - | - | ja
upper deflection limit | prEN 1995-1-1, Tabel 9.1 |  | wlim,max | mm | 1
actual upper deflection limit | prEN 1995-1-1, vgl (9.30) |  | wlim | mm | 0.34588
stiffness criteria | prEN 1995-1-1, Tabel 9.1 |  | - | - | ja
Note on A37: [Threaded comment] Your version of Excel allows you to read this threaded comment; however, any edits to it will get removed if the file is opened in a newer version of Excel. Learn more: https://go.microsoft.com/fwlink/?linkid=870924 Comment: I would call it frequency criterium
Note on F44: [Threaded comment] Your version of Excel allows you to read this threaded comment; however, any edits to it will get removed if the file is opened in a newer version of Excel. Learn more: https://go.microsoft.com/fwlink/?linkid=870924 Comment: see 9.3.3(3), this is called f1,lim
Note on F49: [Threaded comment] Your version of Excel allows you to read this threaded comment; however, any edits to it will get removed if the file is opened in a newer version of Excel. Learn more: https://go.microsoft.com/fwlink/?linkid=870924 Comment: mLB/4 for two-way bending and mLB/2 for one-way bending

## rekenblad_SBR
|  |  |  | datum: | 2024-05-10
referentie:
|  |  |  | code: | 2301651
onderdeel:
Berekening vloertrilling CLT platen volgens SBR 539
naam | norm artikel | formule | symbool | eenheid | waarde
invoer
CLT merk |  |  | - | - | Derix
CLT dikte |  |  | dCLT | mm | 200
CLT type |  |  | type | - | L-200/5s
overspanningslengte |  |  | L | m | 5.3
breedte vloer |  |  | B | m | 3
massa
eigen gewicht CLT | uit CLT tabel |  | mG,CLT | kg/m² | 90
permanente belasting |  |  | mG | kg/m² | 120
veranderlijke belasting |  |  | mQ | kg/m² | 250
factor veranderlijke belasting | prEN 1995-1-1, art. 9.3.3 (8) |  | - | - | 0.1
massa |  | mG,CLT + mG + 0,1 * mQ | m | kg/m² | 235
eigenschappen CLT
dempingsfactor |  |  | z | - | 0.025
buigstijfheid langs de vloeroverspanning | uit CLT tabel |  | (EI)L | Nm²/m | 5808000
buigstijfheid dwars op de vloeroverspanning | uit CLT tabel |  | (EI)T | Nm²/m | 1525333
fundamental frequency
natural frequency | prEN 1995-1-1, vgl (9.12) | p / (2 * L2) * {(EI)L / m}0,5 | f1 | Hz | 8.7912 | X
modale massa
modale massa prEN methode | prEN 1995-1-1, vgl (9.23) | m * L * B / 2 | M* | kg | 1868.25
SBR berekeningen
modal mass 1 |  |  | MRMS,1 | kg | 1000
modal mass 2 |  |  | MRMS,2 | kg | 2000
frequency value 1 |  |  | fRMS,1 | Hz | 8.5
frequency value 2 |  |  | fRMS,2 | Hz | 9
ES_RMS value data point 1 |  |  | - | - | 8.4224
ES_RMS value data point 2 |  |  | - | - | 4.2112
ES_RMS value data point 3 |  |  | - | - | 6.2479
ES_RMS value data point 4 |  |  | - | - | 3.124
ES_RMS_90 |  |  | ES-RMS90 | - | 4.0494
klasse |  |  | - | - | E

## rekenblad_EC5
|  |  |  | datum: | 2024-05-10
referentie:
|  |  |  | code: | 2301651
onderdeel:
Berekening vloertrilling CLT platen volgens prEN 1995-1-1, chapter 9
naam | norm artikel | formule | symbool | eenheid | waarde
invoer
CLT merk |  |  | - | - | Derix
CLT dikte |  |  | dCLT | mm | 200
CLT type |  |  | type | - | L-200/5s
overspanningslengte |  |  | L | m | 5.3
breedte vloer |  |  | B | m | 3
overspanningsrichting |  |  | - | - | one-way
massa
eigen gewicht CLT | uit CLT tabel |  | mG,CLT | kg/m² | 90
permanente belasting |  |  | mG | kg/m² | 120
veranderlijke belasting |  |  | mQ | kg/m² | 250
factor veranderlijke belasting | prEN 1995-1-1, art. 9.3.3 (8) |  | - | - | 10%
massa |  | mG,CLT + mG + 0,1 * mQ | m | kg/m² | 235
controle
loopfrequentie |  |  | fw | - | 2
eigenschappen CLT
dempingsfactor |  |  | z | - | 0.025
buigstijfheid langs de vloeroverspanning | uit CLT tabel |  | (EI)L | Nm²/m | 5808000
buigstijfheid dwars op de vloeroverspanning | uit CLT tabel |  | (EI)T | Nm²/m | 1525333
fundamental frequency
natural frequency | prEN 1995-1-1, vgl (9.12) | p / (2 * L2) * {(EI)L / m}0,5 | f1 | Hz | 8.7912
frequency limit |  |  | f1,lim | Hz | 8
frequency check |  | f1 | u.c. | - | 0.91
stiffness
maximum deflection due to a vertical static point-load F = 1 kN | prEN 1995-1-1, vgl (9.17) | {(F * L3) / {48 * (EI)L}/F | w1kN | mm | 0.53402
stiffness criteria |  |  | a | mm/kN | 1
stiffness check |  | w1kN / a | u.c. | - | 0.53402
velocity
aantal eerste-ordetrillingen met eigenfrequentie kleiner dan 40 Hz |  | (((40/f1)2-1)*(B/Lef)4*(EIef,SLS,tot,i/EIb))0.25 | n40 | - | 2.5527
snelheidsrespons |  | (4*(0.4+0.6*n40))/(m*b*Lef+200) | v | m/Ns2 | 0.0019628
snelheidsrespons limit |  | bcheck(f1*ζ-1) |  | m/Ns2 | 0.023866
velocity check |  |  |  |  | 0.082243
Note on D35: [Threaded comment] Your version of Excel allows you to read this threaded comment; however, any edits to it will get removed if the file is opened in a newer version of Excel. Learn more: https://go.microsoft.com/fwlink/?linkid=870924 Comment: This is not f1,lim

## future (hidden)
prio | adaptation
include prEN art. 9.3.3(15)
include end beams
include graphs

## Tabel (hidden)
|  | prEN | [5 empty] | SBR
damping ratio |  | Performance level floor | R | wlim, max | f1 ≥ | arms ≤ | vrms ≤ | Klasse | Bovengrens
0.02 | joisted floors | I | 4 | 0.25 | 4.5 | 0.02 | 2.5e-05 | A | 0.1
0.025 | timber-concrete, rib type and slab type (e.g. CLT, LVL, GLT) floors | II | 8 | 0.25 | 4.5 | 0.04 | 2.5e-05 | B | 0.2
0.03 | joisted floors with a floating floor layer | III | 12 | 0.5 | 4.5 | 0.06 | 5e-05 | C | 0.8
0.04 | timber-concrete, rib type and slab type (e.g. CLT, LVL, GLVL, GLT) floors with a floating floor layer | IV | 24 | 1 | 4.5 | 0.12 | 0.0001 | D | 3.2
|  | V | 36 | 1.5 | 4.5 | 0.18 | 0.00015 | E | 12.8
|  | VI | 48 | 2 | 4.5 | 0.24 | 0.0002 | F | 51.2
| source file has been added, connect into sheet | source file has been added, connect into sheet | [5 empty] | make nice table
Note on B2: [Threaded comment] Your version of Excel allows you to read this threaded comment; however, any edits to it will get removed if the file is opened in a newer version of Excel. Learn more: https://go.microsoft.com/fwlink/?linkid=870924 Comment: tabel moet naar bronbestand
Note on H2: [Threaded comment] Your version of Excel allows you to read this threaded comment; however, any edits to it will get removed if the file is opened in a newer version of Excel. Learn more: https://go.microsoft.com/fwlink/?linkid=870924 Comment: waar komt dit vandaan?
Note on I2: [Threaded comment] Your version of Excel allows you to read this threaded comment; however, any edits to it will get removed if the file is opened in a newer version of Excel. Learn more: https://go.microsoft.com/fwlink/?linkid=870924 Comment: waar komt dit vandaan?
Note on J2: [Threaded comment] Your version of Excel allows you to read this threaded comment; however, any edits to it will get removed if the file is opened in a newer version of Excel. Learn more: https://go.microsoft.com/fwlink/?linkid=870924 Comment: waar komt dit vandaan?

## ES_RMS_90 (hidden)
Damping | 0.025
| 50 | 60 | 70 | 80 | 90 | 100 | 200 | 300 | 400 | 500 | 600 | 700 | 800 | 900 | 1000 | 2000 | 3000 | 4000 | 5000 | 6000 | 7000 | 8000 | 9000 | 10000 | 20000 | 30000 | 40000 | 50000 | 60000 | 70000 | 80000 | 90000 | 100000
0.1 | 4715.6047 | 3929.6706 | 3368.2891 | 2947.2529 | 2619.7804 | 2357.8023 | 1178.9012 | 785.9341 | 589.4506 | 471.5605 | 392.9671 | 336.8289 | 294.7253 | 261.978 | 235.7802 | 117.8901 | 78.5934 | 58.9451 | 47.156 | 39.2967 | 33.6829 | 29.4725 | 26.1978 | 23.578 | 11.789 | 7.8593 | 5.8945 | 4.7156 | 3.9297 | 3.3683 | 2.9473 | 2.6198 | 2.3578
0.2 | 2425.3053 | 2021.0877 | 1732.3609 | 1515.8158 | 1347.3918 | 1212.6526 | 606.3263 | 404.2175 | 303.1632 | 242.5305 | 202.1088 | 173.2361 | 151.5816 | 134.7392 | 121.2653 | 60.6326 | 40.4218 | 30.3163 | 24.2531 | 20.2109 | 17.3236 | 15.1582 | 13.4739 | 12.1265 | 6.0633 | 4.0422 | 3.0316 | 2.4253 | 2.0211 | 1.7324 | 1.5158 | 1.3474 | 1.2127
0.3 | 1453.6885 | 1211.4071 | 1038.3489 | 908.5553 | 807.6047 | 726.8443 | 363.4221 | 242.2814 | 181.7111 | 145.3689 | 121.1407 | 103.8349 | 90.8555 | 80.7605 | 72.6844 | 36.3422 | 24.2281 | 18.1711 | 14.5369 | 12.1141 | 10.3835 | 9.0856 | 8.076 | 7.2684 | 3.6342 | 2.4228 | 1.8171 | 1.4537 | 1.2114 | 1.0383 | 0.90856 | 0.8076 | 0.72684
0.4 | 1123.7332 | 936.4443 | 802.6666 | 702.3332 | 624.2962 | 561.8666 | 280.9333 | 187.2889 | 140.4666 | 112.3733 | 93.6444 | 80.2667 | 70.2333 | 62.4296 | 56.1867 | 28.0933 | 18.7289 | 14.0467 | 11.2373 | 9.3644 | 8.0267 | 7.0233 | 6.243 | 5.6187 | 2.8093 | 1.8729 | 1.4047 | 1.1237 | 0.93644 | 0.80267 | 0.70233 | 0.6243 | 0.56187
0.5 | 773.2529 | 644.3774 | 552.3235 | 483.2831 | 429.585 | 386.6265 | 193.3132 | 128.8755 | 96.6566 | 77.3253 | 64.4377 | 55.2324 | 48.3283 | 42.9585 | 38.6626 | 19.3313 | 12.8875 | 9.6657 | 7.7325 | 6.4438 | 5.5232 | 4.8328 | 4.2958 | 3.8663 | 1.9331 | 1.2888 | 0.96657 | 0.77325 | 0.64438 | 0.55232 | 0.48328 | 0.42958 | 0.38663
0.6 | 610.5429 | 508.7858 | 436.1021 | 381.5893 | 339.1905 | 305.2715 | 152.6357 | 101.7572 | 76.3179 | 61.0543 | 50.8786 | 43.6102 | 38.1589 | 33.9191 | 30.5271 | 15.2636 | 10.1757 | 7.6318 | 6.1054 | 5.0879 | 4.361 | 3.8159 | 3.3919 | 3.0527 | 1.5264 | 1.0176 | 0.76318 | 0.61054 | 0.50879 | 0.4361 | 0.38159 | 0.33919 | 0.30527
0.7 | 501.3298 | 417.7749 | 358.0927 | 313.3312 | 278.5166 | 250.6649 | 125.3325 | 83.555 | 62.6662 | 50.133 | 41.7775 | 35.8093 | 31.3331 | 27.8517 | 25.0665 | 12.5332 | 8.3555 | 6.2666 | 5.0133 | 4.1777 | 3.5809 | 3.1333 | 2.7852 | 2.5066 | 1.2533 | 0.83555 | 0.62666 | 0.50133 | 0.41777 | 0.35809 | 0.31333 | 0.27852 | 0.25066
0.8 | 420.6665 | 350.5554 | 300.4761 | 262.9166 | 233.7036 | 210.3332 | 105.1666 | 70.1111 | 52.5833 | 42.0666 | 35.0555 | 30.0476 | 26.2917 | 23.3704 | 21.0333 | 10.5167 | 7.0111 | 5.2583 | 4.2067 | 3.5056 | 3.0048 | 2.6292 | 2.337 | 2.1033 | 1.0517 | 0.70111 | 0.52583 | 0.42067 | 0.35056 | 0.30048 | 0.26292 | 0.2337 | 0.21033
0.9 | 422.9216 | 352.4347 | 302.0869 | 264.326 | 234.9565 | 211.4608 | 105.7304 | 70.4869 | 52.8652 | 42.2922 | 35.2435 | 30.2087 | 26.4326 | 23.4956 | 21.1461 | 10.573 | 7.0487 | 5.2865 | 4.2292 | 3.5243 | 3.0209 | 2.6433 | 2.3496 | 2.1146 | 1.0573 | 0.70487 | 0.52865 | 0.42292 | 0.35243 | 0.30209 | 0.26433 | 0.23496 | 0.21146
1 | 445.7388 | 371.449 | 318.3849 | 278.5867 | 247.6327 | 222.8694 | 111.4347 | 74.2898 | 55.7173 | 44.5739 | 37.1449 | 31.8385 | 27.8587 | 24.7633 | 22.2869 | 11.1435 | 7.429 | 5.5717 | 4.4574 | 3.7145 | 3.1838 | 2.7859 | 2.4763 | 2.2287 | 1.1143 | 0.7429 | 0.55717 | 0.44574 | 0.37145 | 0.31838 | 0.27859 | 0.24763 | 0.22287
1.25 | 540.9767 | 450.8139 | 386.4119 | 338.1104 | 300.5426 | 270.4883 | 135.2442 | 90.1628 | 67.6221 | 54.0977 | 45.0814 | 38.6412 | 33.811 | 30.0543 | 27.0488 | 13.5244 | 9.0163 | 6.7622 | 5.4098 | 4.5081 | 3.8641 | 3.3811 | 3.0054 | 2.7049 | 1.3524 | 0.90163 | 0.67622 | 0.54098 | 0.45081 | 0.38641 | 0.33811 | 0.30054 | 0.27049
1.5 | 774.2414 | 645.2011 | 553.0295 | 483.9008 | 430.1341 | 387.1207 | 193.5603 | 129.0402 | 96.7802 | 77.4241 | 64.5201 | 55.303 | 48.3901 | 43.0134 | 38.7121 | 19.356 | 12.904 | 9.678 | 7.7424 | 6.452 | 5.5303 | 4.839 | 4.3013 | 3.8712 | 1.9356 | 1.2904 | 0.9678 | 0.77424 | 0.6452 | 0.55303 | 0.4839 | 0.43013 | 0.38712
1.75 | 2600.516 | 2167.0966 | 1857.5114 | 1625.3225 | 1444.7311 | 1300.258 | 650.129 | 433.4193 | 325.0645 | 260.0516 | 216.7097 | 185.7511 | 162.5322 | 144.4731 | 130.0258 | 65.0129 | 43.3419 | 32.5064 | 26.0052 | 21.671 | 18.5751 | 16.2532 | 14.4473 | 13.0026 | 6.5013 | 4.3342 | 3.2506 | 2.6005 | 2.1671 | 1.8575 | 1.6253 | 1.4447 | 1.3003
2 | 3952.6561 | 3293.8801 | 2823.3258 | 2470.41 | 2195.92 | 1976.328 | 988.164 | 658.776 | 494.082 | 395.2656 | 329.388 | 282.3326 | 247.041 | 219.592 | 197.6328 | 98.8164 | 65.8776 | 49.4082 | 39.5266 | 32.9388 | 28.2333 | 24.7041 | 21.9592 | 19.7633 | 9.8816 | 6.5878 | 4.9408 | 3.9527 | 3.2939 | 2.8233 | 2.4704 | 2.1959 | 1.9763
2.25 | 4032.1984 | 3360.1654 | 2880.1417 | 2520.124 | 2240.1102 | 2016.0992 | 1008.0496 | 672.0331 | 504.0248 | 403.2198 | 336.0165 | 288.0142 | 252.0124 | 224.011 | 201.6099 | 100.805 | 67.2033 | 50.4025 | 40.322 | 33.6017 | 28.8014 | 25.2012 | 22.4011 | 20.161 | 10.0805 | 6.7203 | 5.0402 | 4.0322 | 3.3602 | 2.8801 | 2.5201 | 2.2401 | 2.0161
2.5 | 2015.2464 | 1679.372 | 1439.4617 | 1259.529 | 1119.5814 | 1007.6232 | 503.8116 | 335.8744 | 251.9058 | 201.5246 | 167.9372 | 143.9462 | 125.9529 | 111.9581 | 100.7623 | 50.3812 | 33.5874 | 25.1906 | 20.1525 | 16.7937 | 14.3946 | 12.5953 | 11.1958 | 10.0762 | 5.0381 | 3.3587 | 2.5191 | 2.0152 | 1.6794 | 1.4395 | 1.2595 | 1.1196 | 1.0076
2.75 | 788.2175 | 656.8479 | 563.0125 | 492.6359 | 437.8986 | 394.1087 | 197.0544 | 131.3696 | 98.5272 | 78.8217 | 65.6848 | 56.3012 | 49.2636 | 43.7899 | 39.4109 | 19.7054 | 13.137 | 9.8527 | 7.8822 | 6.5685 | 5.6301 | 4.9264 | 4.379 | 3.9411 | 1.9705 | 1.3137 | 0.98527 | 0.78822 | 0.65685 | 0.56301 | 0.49264 | 0.4379 | 0.39411
3 | 511.033 | 425.8608 | 365.0235 | 319.3956 | 283.9072 | 255.5165 | 127.7582 | 85.1722 | 63.8791 | 51.1033 | 42.5861 | 36.5024 | 31.9396 | 28.3907 | 25.5516 | 12.7758 | 8.5172 | 6.3879 | 5.1103 | 4.2586 | 3.6502 | 3.194 | 2.8391 | 2.5552 | 1.2776 | 0.85172 | 0.63879 | 0.51103 | 0.42586 | 0.36502 | 0.3194 | 0.28391 | 0.25552
3.25 | 423.7211 | 353.1009 | 302.6579 | 264.8257 | 235.4006 | 211.8606 | 105.9303 | 70.6202 | 52.9651 | 42.3721 | 35.3101 | 30.2658 | 26.4826 | 23.5401 | 21.1861 | 10.593 | 7.062 | 5.2965 | 4.2372 | 3.531 | 3.0266 | 2.6483 | 2.354 | 2.1186 | 1.0593 | 0.7062 | 0.52965 | 0.42372 | 0.3531 | 0.30266 | 0.26483 | 0.2354 | 0.21186
3.5 | 641.2228 | 534.3523 | 458.0163 | 400.7642 | 356.2349 | 320.6114 | 160.3057 | 106.8705 | 80.1528 | 64.1223 | 53.4352 | 45.8016 | 40.0764 | 35.6235 | 32.0611 | 16.0306 | 10.687 | 8.0153 | 6.4122 | 5.3435 | 4.5802 | 4.0076 | 3.5623 | 3.2061 | 1.6031 | 1.0687 | 0.80153 | 0.64122 | 0.53435 | 0.45802 | 0.40076 | 0.35623 | 0.32061
3.75 | 839.1569 | 699.2974 | 599.3978 | 524.4731 | 466.1983 | 419.5784 | 209.7892 | 139.8595 | 104.8946 | 83.9157 | 69.9297 | 59.9398 | 52.4473 | 46.6198 | 41.9578 | 20.9789 | 13.9859 | 10.4895 | 8.3916 | 6.993 | 5.994 | 5.2447 | 4.662 | 4.1958 | 2.0979 | 1.3986 | 1.0489 | 0.83916 | 0.6993 | 0.5994 | 0.52447 | 0.4662 | 0.41958
4 | 811.3231 | 676.1026 | 579.5165 | 507.077 | 450.7351 | 405.6616 | 202.8308 | 135.2205 | 101.4154 | 81.1323 | 67.6103 | 57.9517 | 50.7077 | 45.0735 | 40.5662 | 20.2831 | 13.5221 | 10.1415 | 8.1132 | 6.761 | 5.7952 | 5.0708 | 4.5074 | 4.0566 | 2.0283 | 1.3522 | 1.0142 | 0.81132 | 0.6761 | 0.57952 | 0.50708 | 0.45074 | 0.40566
4.25 | 718.8667 | 599.0556 | 513.4762 | 449.2917 | 399.3704 | 359.4334 | 179.7167 | 119.8111 | 89.8583 | 71.8867 | 59.9056 | 51.3476 | 44.9292 | 39.937 | 35.9433 | 17.9717 | 11.9811 | 8.9858 | 7.1887 | 5.9906 | 5.1348 | 4.4929 | 3.9937 | 3.5943 | 1.7972 | 1.1981 | 0.89858 | 0.71887 | 0.59906 | 0.51348 | 0.44929 | 0.39937 | 0.35943
4.5 | 896.6302 | 747.1919 | 640.4502 | 560.3939 | 498.1279 | 448.3151 | 224.1576 | 149.4384 | 112.0788 | 89.663 | 74.7192 | 64.045 | 56.0394 | 49.8128 | 44.8315 | 22.4158 | 14.9438 | 11.2079 | 8.9663 | 7.4719 | 6.4045 | 5.6039 | 4.9813 | 4.4832 | 2.2416 | 1.4944 | 1.1208 | 0.89663 | 0.74719 | 0.64045 | 0.56039 | 0.49813 | 0.44832
4.75 | 709.0958 | 590.9132 | 506.497 | 443.1849 | 393.9421 | 354.5479 | 177.2739 | 118.1826 | 88.637 | 70.9096 | 59.0913 | 50.6497 | 44.3185 | 39.3942 | 35.4548 | 17.7274 | 11.8183 | 8.8637 | 7.091 | 5.9091 | 5.065 | 4.4318 | 3.9394 | 3.5455 | 1.7727 | 1.1818 | 0.88637 | 0.7091 | 0.59091 | 0.5065 | 0.44318 | 0.39394 | 0.35455
5 | 389.0014 | 324.1678 | 277.8581 | 243.1259 | 216.1119 | 194.5007 | 97.2503 | 64.8336 | 48.6252 | 38.9001 | 32.4168 | 27.7858 | 24.3126 | 21.6112 | 19.4501 | 9.725 | 6.4834 | 4.8625 | 3.89 | 3.2417 | 2.7786 | 2.4313 | 2.1611 | 1.945 | 0.9725 | 0.64834 | 0.48625 | 0.389 | 0.32417 | 0.27786 | 0.24313 | 0.21611 | 0.1945
5.5 | 476.9366 | 397.4471 | 340.669 | 298.0854 | 264.9648 | 238.4683 | 119.2341 | 79.4894 | 59.6171 | 47.6937 | 39.7447 | 34.0669 | 29.8085 | 26.4965 | 23.8468 | 11.9234 | 7.9489 | 5.9617 | 4.7694 | 3.9745 | 3.4067 | 2.9809 | 2.6496 | 2.3847 | 1.1923 | 0.79489 | 0.59617 | 0.47694 | 0.39745 | 0.34067 | 0.29809 | 0.26496 | 0.23847
6 | 388.4784 | 323.732 | 277.4846 | 242.799 | 215.8213 | 194.2392 | 97.1196 | 64.7464 | 48.5598 | 38.8478 | 32.3732 | 27.7485 | 24.2799 | 21.5821 | 19.4239 | 9.712 | 6.4746 | 4.856 | 3.8848 | 3.2373 | 2.7748 | 2.428 | 2.1582 | 1.9424 | 0.9712 | 0.64746 | 0.4856 | 0.38848 | 0.32373 | 0.27748 | 0.2428 | 0.21582 | 0.19424
6.5 | 389.7979 | 324.8316 | 278.4271 | 243.6237 | 216.5544 | 194.8989 | 97.4495 | 64.9663 | 48.7247 | 38.9798 | 32.4832 | 27.8427 | 24.3624 | 21.6554 | 19.4899 | 9.7449 | 6.4966 | 4.8725 | 3.898 | 3.2483 | 2.7843 | 2.4362 | 2.1655 | 1.949 | 0.97449 | 0.64966 | 0.48725 | 0.3898 | 0.32483 | 0.27843 | 0.24362 | 0.21655 | 0.1949
7 | 313.4751 | 261.2293 | 223.9108 | 195.9219 | 174.1528 | 156.7376 | 78.3688 | 52.2459 | 39.1844 | 31.3475 | 26.1229 | 22.3911 | 19.5922 | 17.4153 | 15.6738 | 7.8369 | 5.2246 | 3.9184 | 3.1348 | 2.6123 | 2.2391 | 1.9592 | 1.7415 | 1.5674 | 0.78369 | 0.52246 | 0.39184 | 0.31348 | 0.26123 | 0.22391 | 0.19592 | 0.17415 | 0.15674
7.5 | 153.3473 | 127.7894 | 109.5338 | 95.8421 | 85.193 | 76.6737 | 38.3368 | 25.5579 | 19.1684 | 15.3347 | 12.7789 | 10.9534 | 9.5842 | 8.5193 | 7.6674 | 3.8337 | 2.5558 | 1.9168 | 1.5335 | 1.2779 | 1.0953 | 0.95842 | 0.85193 | 0.76674 | 0.38337 | 0.25558 | 0.19168 | 0.15335 | 0.12779 | 0.10953 | 0.095842 | 0.085193 | 0.076674
8 | 127.5943 | 106.3286 | 91.1388 | 79.7465 | 70.8857 | 63.7972 | 31.8986 | 21.2657 | 15.9493 | 12.7594 | 10.6329 | 9.1139 | 7.9746 | 7.0886 | 6.3797 | 3.1899 | 2.1266 | 1.5949 | 1.2759 | 1.0633 | 0.91139 | 0.79746 | 0.70886 | 0.63797 | 0.31899 | 0.21266 | 0.15949 | 0.12759 | 0.10633 | 0.091139 | 0.079746 | 0.070886 | 0.063797
8.5 | 168.4489 | 140.3741 | 120.3206 | 105.2806 | 93.5827 | 84.2245 | 42.1122 | 28.0748 | 21.0561 | 16.8449 | 14.0374 | 12.0321 | 10.5281 | 9.3583 | 8.4224 | 4.2112 | 2.8075 | 2.1056 | 1.6845 | 1.4037 | 1.2032 | 1.0528 | 0.93583 | 0.84224 | 0.42112 | 0.28075 | 0.21056 | 0.16845 | 0.14037 | 0.12032 | 0.10528 | 0.093583 | 0.084224
9 | 124.9581 | 104.1317 | 89.2558 | 78.0988 | 69.4212 | 62.479 | 31.2395 | 20.8263 | 15.6198 | 12.4958 | 10.4132 | 8.9256 | 7.8099 | 6.9421 | 6.2479 | 3.124 | 2.0826 | 1.562 | 1.2496 | 1.0413 | 0.89256 | 0.78099 | 0.69421 | 0.62479 | 0.3124 | 0.20826 | 0.1562 | 0.12496 | 0.10413 | 0.089256 | 0.078099 | 0.069421 | 0.062479
9.5 | 127.8006 | 106.5005 | 91.2862 | 79.8754 | 71.0004 | 63.9003 | 31.9502 | 21.3001 | 15.9751 | 12.7801 | 10.6501 | 9.1286 | 7.9875 | 7.1 | 6.39 | 3.195 | 2.13 | 1.5975 | 1.278 | 1.065 | 0.91286 | 0.79875 | 0.71 | 0.639 | 0.3195 | 0.213 | 0.15975 | 0.1278 | 0.1065 | 0.091286 | 0.079875 | 0.071 | 0.0639
10 | 125.7946 | 104.8289 | 89.8533 | 78.6217 | 69.8859 | 62.8973 | 31.4487 | 20.9658 | 15.7243 | 12.5795 | 10.4829 | 8.9853 | 7.8622 | 6.9886 | 6.2897 | 3.1449 | 2.0966 | 1.5724 | 1.2579 | 1.0483 | 0.89853 | 0.78622 | 0.69886 | 0.62897 | 0.31449 | 0.20966 | 0.15724 | 0.12579 | 0.10483 | 0.089853 | 0.078622 | 0.069886 | 0.062897
12 | 93.3697 | 77.8081 | 66.6927 | 58.3561 | 51.8721 | 46.6849 | 23.3424 | 15.5616 | 11.6712 | 9.337 | 7.7808 | 6.6693 | 5.8356 | 5.1872 | 4.6685 | 2.3342 | 1.5562 | 1.1671 | 0.9337 | 0.77808 | 0.66693 | 0.58356 | 0.51872 | 0.46685 | 0.23342 | 0.15562 | 0.11671 | 0.09337 | 0.077808 | 0.066693 | 0.058356 | 0.051872 | 0.046685
14 | 60.8004 | 50.667 | 43.4289 | 38.0003 | 33.778 | 30.4002 | 15.2001 | 10.1334 | 7.6001 | 6.08 | 5.0667 | 4.3429 | 3.8 | 3.3778 | 3.04 | 1.52 | 1.0133 | 0.76001 | 0.608 | 0.50667 | 0.43429 | 0.38 | 0.33778 | 0.304 | 0.152 | 0.10133 | 0.076001 | 0.0608 | 0.050667 | 0.043429 | 0.038 | 0.033778 | 0.0304
16 | 43.2857 | 36.0714 | 30.9184 | 27.0536 | 24.0476 | 21.6429 | 10.8214 | 7.2143 | 5.4107 | 4.3286 | 3.6071 | 3.0918 | 2.7054 | 2.4048 | 2.1643 | 1.0821 | 0.72143 | 0.54107 | 0.43286 | 0.36071 | 0.30918 | 0.27054 | 0.24048 | 0.21643 | 0.10821 | 0.072143 | 0.054107 | 0.043286 | 0.036071 | 0.030918 | 0.027054 | 0.024048 | 0.021643
18 | 36.2887 | 30.2406 | 25.9205 | 22.6804 | 20.1604 | 18.1443 | 9.0722 | 6.0481 | 4.5361 | 3.6289 | 3.0241 | 2.592 | 2.268 | 2.016 | 1.8144 | 0.90722 | 0.60481 | 0.45361 | 0.36289 | 0.30241 | 0.2592 | 0.2268 | 0.2016 | 0.18144 | 0.090722 | 0.060481 | 0.045361 | 0.036289 | 0.030241 | 0.02592 | 0.02268 | 0.02016 | 0.018144
20 | 29.2327 | 24.3606 | 20.8805 | 18.2705 | 16.2404 | 14.6164 | 7.3082 | 4.8721 | 3.6541 | 2.9233 | 2.4361 | 2.0881 | 1.827 | 1.624 | 1.4616 | 0.73082 | 0.48721 | 0.36541 | 0.29233 | 0.24361 | 0.20881 | 0.1827 | 0.1624 | 0.14616 | 0.073082 | 0.048721 | 0.036541 | 0.029233 | 0.024361 | 0.020881 | 0.01827 | 0.01624 | 0.014616
25 | 17.728 | 14.7733 | 12.6629 | 11.08 | 9.8489 | 8.864 | 4.432 | 2.9547 | 2.216 | 1.7728 | 1.4773 | 1.2663 | 1.108 | 0.98489 | 0.8864 | 0.4432 | 0.29547 | 0.2216 | 0.17728 | 0.14773 | 0.12663 | 0.1108 | 0.098489 | 0.08864 | 0.04432 | 0.029547 | 0.02216 | 0.017728 | 0.014773 | 0.012663 | 0.01108 | 0.0098489 | 0.008864
30 | 11.3112 | 9.426 | 8.0794 | 7.0695 | 6.284 | 5.6556 | 2.8278 | 1.8852 | 1.4139 | 1.1311 | 0.9426 | 0.80794 | 0.70695 | 0.6284 | 0.56556 | 0.28278 | 0.18852 | 0.14139 | 0.11311 | 0.09426 | 0.080794 | 0.070695 | 0.06284 | 0.056556 | 0.028278 | 0.018852 | 0.014139 | 0.011311 | 0.009426 | 0.0080794 | 0.0070695 | 0.006284 | 0.0056556
35 | 8.186 | 6.8217 | 5.8472 | 5.1163 | 4.5478 | 4.093 | 2.0465 | 1.3643 | 1.0233 | 0.8186 | 0.68217 | 0.58472 | 0.51163 | 0.45478 | 0.4093 | 0.20465 | 0.13643 | 0.10233 | 0.08186 | 0.068217 | 0.058472 | 0.051163 | 0.045478 | 0.04093 | 0.020465 | 0.013643 | 0.010233 | 0.008186 | 0.0068217 | 0.0058472 | 0.0051163 | 0.0045478 | 0.004093
40 | 6.2242 | 5.1868 | 4.4458 | 3.8901 | 3.4579 | 3.1121 | 1.556 | 1.0374 | 0.77802 | 0.62242 | 0.51868 | 0.44458 | 0.38901 | 0.34579 | 0.31121 | 0.1556 | 0.10374 | 0.077802 | 0.062242 | 0.051868 | 0.044458 | 0.038901 | 0.034579 | 0.031121 | 0.01556 | 0.010374 | 0.0077802 | 0.0062242 | 0.0051868 | 0.0044458 | 0.0038901 | 0.0034579 | 0.0031121
45 | 4.661 | 3.8842 | 3.3293 | 2.9131 | 2.5895 | 2.3305 | 1.1653 | 0.77684 | 0.58263 | 0.4661 | 0.38842 | 0.33293 | 0.29131 | 0.25895 | 0.23305 | 0.11653 | 0.077684 | 0.058263 | 0.04661 | 0.038842 | 0.033293 | 0.029131 | 0.025895 | 0.023305 | 0.011653 | 0.0077684 | 0.0058263 | 0.004661 | 0.0038842 | 0.0033293 | 0.0029131 | 0.0025895 | 0.0023305
50 | 3.5801 | 2.9834 | 2.5572 | 2.2375 | 1.9889 | 1.79 | 0.89502 | 0.59668 | 0.44751 | 0.35801 | 0.29834 | 0.25572 | 0.22375 | 0.19889 | 0.179 | 0.089502 | 0.059668 | 0.044751 | 0.035801 | 0.029834 | 0.025572 | 0.022375 | 0.019889 | 0.0179 | 0.0089502 | 0.0059668 | 0.0044751 | 0.0035801 | 0.0029834 | 0.0025572 | 0.0022375 | 0.0019889 | 0.00179
55 | 2.9521 | 2.4601 | 2.1087 | 1.8451 | 1.6401 | 1.4761 | 0.73803 | 0.49202 | 0.36902 | 0.29521 | 0.24601 | 0.21087 | 0.18451 | 0.16401 | 0.14761 | 0.073803 | 0.049202 | 0.036902 | 0.029521 | 0.024601 | 0.021087 | 0.018451 | 0.016401 | 0.014761 | 0.0073803 | 0.0049202 | 0.0036902 | 0.0029521 | 0.0024601 | 0.0021087 | 0.0018451 | 0.0016401 | 0.0014761
60 | 2.5159 | 2.0966 | 1.7971 | 1.5724 | 1.3977 | 1.2579 | 0.62897 | 0.41931 | 0.31449 | 0.25159 | 0.20966 | 0.17971 | 0.15724 | 0.13977 | 0.12579 | 0.062897 | 0.041931 | 0.031449 | 0.025159 | 0.020966 | 0.017971 | 0.015724 | 0.013977 | 0.012579 | 0.0062897 | 0.0041931 | 0.0031449 | 0.0025159 | 0.0020966 | 0.0017971 | 0.0015724 | 0.0013977 | 0.0012579
65 | 2.1133 | 1.7611 | 1.5095 | 1.3208 | 1.1741 | 1.0567 | 0.52833 | 0.35222 | 0.26416 | 0.21133 | 0.17611 | 0.15095 | 0.13208 | 0.11741 | 0.10567 | 0.052833 | 0.035222 | 0.026416 | 0.021133 | 0.017611 | 0.015095 | 0.013208 | 0.011741 | 0.010567 | 0.0052833 | 0.0035222 | 0.0026416 | 0.0021133 | 0.0017611 | 0.0015095 | 0.0013208 | 0.0011741 | 0.0010567
70 | 1.8065 | 1.5054 | 1.2903 | 1.129 | 1.0036 | 0.90323 | 0.45161 | 0.30108 | 0.22581 | 0.18065 | 0.15054 | 0.12903 | 0.1129 | 0.10036 | 0.090323 | 0.045161 | 0.030108 | 0.022581 | 0.018065 | 0.015054 | 0.012903 | 0.01129 | 0.010036 | 0.0090323 | 0.0045161 | 0.0030108 | 0.0022581 | 0.0018065 | 0.0015054 | 0.0012903 | 0.001129 | 0.0010036 | 0.00090323
75 | 1.5765 | 1.3138 | 1.1261 | 0.98532 | 0.87584 | 0.78826 | 0.39413 | 0.26275 | 0.19706 | 0.15765 | 0.13138 | 0.11261 | 0.098532 | 0.087584 | 0.078826 | 0.039413 | 0.026275 | 0.019706 | 0.015765 | 0.013138 | 0.011261 | 0.0098532 | 0.0087584 | 0.0078826 | 0.0039413 | 0.0026275 | 0.0019706 | 0.0015765 | 0.0013138 | 0.0011261 | 0.00098532 | 0.00087584 | 0.00078826
80 | 1.4407 | 1.2006 | 1.0291 | 0.90047 | 0.80042 | 0.72037 | 0.36019 | 0.24012 | 0.18009 | 0.14407 | 0.12006 | 0.10291 | 0.090047 | 0.080042 | 0.072037 | 0.036019 | 0.024012 | 0.018009 | 0.014407 | 0.012006 | 0.010291 | 0.0090047 | 0.0080042 | 0.0072037 | 0.0036019 | 0.0024012 | 0.0018009 | 0.0014407 | 0.0012006 | 0.0010291 | 0.00090047 | 0.00080042 | 0.00072037
85 | 1.2652 | 1.0543 | 0.90371 | 0.79075 | 0.70289 | 0.6326 | 0.3163 | 0.21087 | 0.15815 | 0.12652 | 0.10543 | 0.090371 | 0.079075 | 0.070289 | 0.06326 | 0.03163 | 0.021087 | 0.015815 | 0.012652 | 0.010543 | 0.0090371 | 0.0079075 | 0.0070289 | 0.006326 | 0.003163 | 0.0021087 | 0.0015815 | 0.0012652 | 0.0010543 | 0.00090371 | 0.00079075 | 0.00070289 | 0.0006326
90 | 1.1633 | 0.96943 | 0.83094 | 0.72708 | 0.64629 | 0.58166 | 0.29083 | 0.19389 | 0.14542 | 0.11633 | 0.096943 | 0.083094 | 0.072708 | 0.064629 | 0.058166 | 0.029083 | 0.019389 | 0.014542 | 0.011633 | 0.0096943 | 0.0083094 | 0.0072708 | 0.0064629 | 0.0058166 | 0.0029083 | 0.0019389 | 0.0014542 | 0.0011633 | 0.00096943 | 0.00083094 | 0.00072708 | 0.00064629 | 0.00058166
95 | 1.0699 | 0.89162 | 0.76424 | 0.66871 | 0.59441 | 0.53497 | 0.26748 | 0.17832 | 0.13374 | 0.10699 | 0.089162 | 0.076424 | 0.066871 | 0.059441 | 0.053497 | 0.026748 | 0.017832 | 0.013374 | 0.010699 | 0.0089162 | 0.0076424 | 0.0066871 | 0.0059441 | 0.0053497 | 0.0026748 | 0.0017832 | 0.0013374 | 0.0010699 | 0.00089162 | 0.00076424 | 0.00066871 | 0.00059441 | 0.00053497
100 | 0.98614 | 0.82178 | 0.70439 | 0.61634 | 0.54786 | 0.49307 | 0.24654 | 0.16436 | 0.12327 | 0.098614 | 0.082178 | 0.070439 | 0.061634 | 0.054786 | 0.049307 | 0.024654 | 0.016436 | 0.012327 | 0.0098614 | 0.0082178 | 0.0070439 | 0.0061634 | 0.0054786 | 0.0049307 | 0.0024654 | 0.0016436 | 0.0012327 | 0.00098614 | 0.00082178 | 0.00070439 | 0.00061634 | 0.00054786 | 0.00049307

## ES_RMS_90_full (hidden)
|  | 50 | 60 | 70 | 80 | 90 | 100 | 200 | 300 | 400 | 500 | 600 | 700 | 800 | 900 | 1000 | 2000 | 3000 | 4000 | 5000 | 6000 | 7000 | 8000 | 9000 | 10000 | 20000 | 30000 | 40000 | 50000 | 60000 | 70000 | 80000 | 90000 | 100000
0.01 | 0.1 | 5013.6117 | 4178.0097 | 3581.1512 | 3133.5073 | 2785.3398 | 2506.8058 | 1253.4029 | 835.6019 | 626.7015 | 501.3612 | 417.801 | 358.1151 | 313.3507 | 278.534 | 250.6806 | 125.3403 | 83.5602 | 62.6701 | 50.1361 | 41.7801 | 35.8115 | 31.3351 | 27.8534 | 25.0681 | 12.534 | 8.356 | 6.267 | 5.0136 | 4.178 | 3.5812 | 3.1335 | 2.7853 | 2.5068 | 0.01
0.01 | 0.2 | 2749.09 | 2290.9083 | 1963.6357 | 1718.1812 | 1527.2722 | 1374.545 | 687.2725 | 458.1817 | 343.6362 | 274.909 | 229.0908 | 196.3636 | 171.8181 | 152.7272 | 137.4545 | 68.7272 | 45.8182 | 34.3636 | 27.4909 | 22.9091 | 19.6364 | 17.1818 | 15.2727 | 13.7454 | 6.8727 | 4.5818 | 3.4364 | 2.7491 | 2.2909 | 1.9636 | 1.7182 | 1.5273 | 1.3745
0.01 | 0.3 | 1786.9108 | 1489.0923 | 1276.3648 | 1116.8192 | 992.7282 | 893.4554 | 446.7277 | 297.8185 | 223.3638 | 178.6911 | 148.9092 | 127.6365 | 111.6819 | 99.2728 | 89.3455 | 44.6728 | 29.7818 | 22.3364 | 17.8691 | 14.8909 | 12.7636 | 11.1682 | 9.9273 | 8.9346 | 4.4673 | 2.9782 | 2.2336 | 1.7869 | 1.4891 | 1.2764 | 1.1168 | 0.99273 | 0.89346
0.01 | 0.4 | 1449.7151 | 1208.0959 | 1035.5108 | 906.0719 | 805.3973 | 724.8576 | 362.4288 | 241.6192 | 181.2144 | 144.9715 | 120.8096 | 103.5511 | 90.6072 | 80.5397 | 72.4858 | 36.2429 | 24.1619 | 18.1214 | 14.4972 | 12.081 | 10.3551 | 9.0607 | 8.054 | 7.2486 | 3.6243 | 2.4162 | 1.8121 | 1.4497 | 1.2081 | 1.0355 | 0.90607 | 0.8054 | 0.72486
0.01 | 0.5 | 1090.0073 | 908.3394 | 778.5766 | 681.2545 | 605.5596 | 545.0036 | 272.5018 | 181.6679 | 136.2509 | 109.0007 | 90.8339 | 77.8577 | 68.1255 | 60.556 | 54.5004 | 27.2502 | 18.1668 | 13.6251 | 10.9001 | 9.0834 | 7.7858 | 6.8125 | 6.0556 | 5.45 | 2.725 | 1.8167 | 1.3625 | 1.09 | 0.90834 | 0.77858 | 0.68125 | 0.60556 | 0.545
0.01 | 0.6 | 917.8375 | 764.8646 | 655.5982 | 573.6485 | 509.9097 | 458.9188 | 229.4594 | 152.9729 | 114.7297 | 91.7838 | 76.4865 | 65.5598 | 57.3648 | 50.991 | 45.8919 | 22.9459 | 15.2973 | 11.473 | 9.1784 | 7.6486 | 6.556 | 5.7365 | 5.0991 | 4.5892 | 2.2946 | 1.5297 | 1.1473 | 0.91784 | 0.76486 | 0.6556 | 0.57365 | 0.50991 | 0.45892
0.01 | 0.7 | 780.9763 | 650.8136 | 557.8402 | 488.1102 | 433.8757 | 390.4882 | 195.2441 | 130.1627 | 97.622 | 78.0976 | 65.0814 | 55.784 | 48.811 | 43.3876 | 39.0488 | 19.5244 | 13.0163 | 9.7622 | 7.8098 | 6.5081 | 5.5784 | 4.8811 | 4.3388 | 3.9049 | 1.9524 | 1.3016 | 0.97622 | 0.78098 | 0.65081 | 0.55784 | 0.48811 | 0.43388 | 0.39049
0.01 | 0.8 | 671.6466 | 559.7055 | 479.7475 | 419.7791 | 373.137 | 335.8233 | 167.9116 | 111.9411 | 83.9558 | 67.1647 | 55.9705 | 47.9748 | 41.9779 | 37.3137 | 33.5823 | 16.7912 | 11.1941 | 8.3956 | 6.7165 | 5.5971 | 4.7975 | 4.1978 | 3.7314 | 3.3582 | 1.6791 | 1.1194 | 0.83956 | 0.67165 | 0.55971 | 0.47975 | 0.41978 | 0.37314 | 0.33582
0.01 | 0.9 | 588.8781 | 490.7318 | 420.6272 | 368.0488 | 327.1545 | 294.4391 | 147.2195 | 98.1464 | 73.6098 | 58.8878 | 49.0732 | 42.0627 | 36.8049 | 32.7155 | 29.4439 | 14.722 | 9.8146 | 7.361 | 5.8888 | 4.9073 | 4.2063 | 3.6805 | 3.2715 | 2.9444 | 1.4722 | 0.98146 | 0.7361 | 0.58888 | 0.49073 | 0.42063 | 0.36805 | 0.32715 | 0.29444
0.01 | 1 | 546.0929 | 455.0774 | 390.0664 | 341.3081 | 303.385 | 273.0465 | 136.5232 | 91.0155 | 68.2616 | 54.6093 | 45.5077 | 39.0066 | 34.1308 | 30.3385 | 27.3046 | 13.6523 | 9.1015 | 6.8262 | 5.4609 | 4.5508 | 3.9007 | 3.4131 | 3.0338 | 2.7305 | 1.3652 | 0.91015 | 0.68262 | 0.54609 | 0.45508 | 0.39007 | 0.34131 | 0.30338 | 0.27305 |  | 8.7912
0.01 | 1.25 | 547.7041 | 456.4201 | 391.2172 | 342.315 | 304.28 | 273.852 | 136.926 | 91.284 | 68.463 | 54.7704 | 45.642 | 39.1217 | 34.2315 | 30.428 | 27.3852 | 13.6926 | 9.1284 | 6.8463 | 5.477 | 4.5642 | 3.9122 | 3.4232 | 3.0428 | 2.7385 | 1.3693 | 0.91284 | 0.68463 | 0.5477 | 0.45642 | 0.39122 | 0.34232 | 0.30428 | 0.27385 |  | 1868.25
0.01 | 1.5 | 776.4254 | 647.0212 | 554.5896 | 485.2659 | 431.3474 | 388.2127 | 194.1064 | 129.4042 | 97.0532 | 77.6425 | 64.7021 | 55.459 | 48.5266 | 43.1347 | 38.8213 | 19.4106 | 12.9404 | 9.7053 | 7.7643 | 6.4702 | 5.5459 | 4.8527 | 4.3135 | 3.8821 | 1.9411 | 1.294 | 0.97053 | 0.77643 | 0.64702 | 0.55459 | 0.48527 | 0.43135 | 0.38821
0.01 | 1.75 | 3599.6101 | 2999.6751 | 2571.1501 | 2249.7563 | 1999.7834 | 1799.805 | 899.9025 | 599.935 | 449.9513 | 359.961 | 299.9675 | 257.115 | 224.9756 | 199.9783 | 179.9805 | 89.9903 | 59.9935 | 44.9951 | 35.9961 | 29.9968 | 25.7115 | 22.4976 | 19.9978 | 17.9981 | 8.999 | 5.9994 | 4.4995 | 3.5996 | 2.9997 | 2.5712 | 2.2498 | 1.9998 | 1.7998 | x_1 | 1000
0.01 | 2 | 5871.206 | 4892.6717 | 4193.7186 | 3669.5038 | 3261.7811 | 2935.603 | 1467.8015 | 978.5343 | 733.9008 | 587.1206 | 489.2672 | 419.3719 | 366.9504 | 326.1781 | 293.5603 | 146.7802 | 97.8534 | 73.3901 | 58.7121 | 48.9267 | 41.9372 | 36.695 | 32.6178 | 29.356 | 14.678 | 9.7853 | 7.339 | 5.8712 | 4.8927 | 4.1937 | 3.6695 | 3.2618 | 2.9356 | x_2 | 2000
0.01 | 2.25 | 5857.1877 | 4880.9898 | 4183.7055 | 3660.7423 | 3253.9932 | 2928.5939 | 1464.2969 | 976.198 | 732.1485 | 585.7188 | 488.099 | 418.3706 | 366.0742 | 325.3993 | 292.8594 | 146.4297 | 97.6198 | 73.2148 | 58.5719 | 48.8099 | 41.8371 | 36.6074 | 32.5399 | 29.2859 | 14.643 | 9.762 | 7.3215 | 5.8572 | 4.881 | 4.1837 | 3.6607 | 3.254 | 2.9286 | y_1 | 8.5
0.01 | 2.5 | 2396.4245 | 1997.0205 | 1711.7318 | 1497.7653 | 1331.347 | 1198.2123 | 599.1061 | 399.4041 | 299.5531 | 239.6425 | 199.702 | 171.1732 | 149.7765 | 133.1347 | 119.8212 | 59.9106 | 39.9404 | 29.9553 | 23.9642 | 19.9702 | 17.1173 | 14.9777 | 13.3135 | 11.9821 | 5.9911 | 3.994 | 2.9955 | 2.3964 | 1.997 | 1.7117 | 1.4978 | 1.3313 | 1.1982 | y_2 | 9
0.01 | 2.75 | 787.4925 | 656.2437 | 562.4946 | 492.1828 | 437.4958 | 393.7462 | 196.8731 | 131.2487 | 98.4366 | 78.7492 | 65.6244 | 56.2495 | 49.2183 | 43.7496 | 39.3746 | 19.6873 | 13.1249 | 9.8437 | 7.8749 | 6.5624 | 5.6249 | 4.9218 | 4.375 | 3.9375 | 1.9687 | 1.3125 | 0.98437 | 0.78749 | 0.65624 | 0.56249 | 0.49218 | 0.4375 | 0.39375 | Q_11 | 14.0342
0.01 | 3 | 530.0627 | 441.7189 | 378.6162 | 331.2892 | 294.4793 | 265.0314 | 132.5157 | 88.3438 | 66.2578 | 53.0063 | 44.1719 | 37.8616 | 33.1289 | 29.4479 | 26.5031 | 13.2516 | 8.8344 | 6.6258 | 5.3006 | 4.4172 | 3.7862 | 3.3129 | 2.9448 | 2.6503 | 1.3252 | 0.88344 | 0.66258 | 0.53006 | 0.44172 | 0.37862 | 0.33129 | 0.29448 | 0.26503 | Q_12 | 7.0171
0.01 | 3.25 | 438.8546 | 365.7122 | 313.4676 | 274.2841 | 243.8081 | 219.4273 | 109.7137 | 73.1424 | 54.8568 | 43.8855 | 36.5712 | 31.3468 | 27.4284 | 24.3808 | 21.9427 | 10.9714 | 7.3142 | 5.4857 | 4.3885 | 3.6571 | 3.1347 | 2.7428 | 2.4381 | 2.1943 | 1.0971 | 0.73142 | 0.54857 | 0.43885 | 0.36571 | 0.31347 | 0.27428 | 0.24381 | 0.21943 | Q_21 | 10.9586
0.01 | 3.5 | 853.9687 | 711.6406 | 609.9776 | 533.7304 | 474.4271 | 426.9844 | 213.4922 | 142.3281 | 106.7461 | 85.3969 | 71.1641 | 60.9978 | 53.373 | 47.4427 | 42.6984 | 21.3492 | 14.2328 | 10.6746 | 8.5397 | 7.1164 | 6.0998 | 5.3373 | 4.7443 | 4.2698 | 2.1349 | 1.4233 | 1.0675 | 0.85397 | 0.71164 | 0.60998 | 0.53373 | 0.47443 | 0.42698 | Q_22 | 5.4793
0.01 | 3.75 | 1421.2428 | 1184.369 | 1015.1734 | 888.2767 | 789.5793 | 710.6214 | 355.3107 | 236.8738 | 177.6553 | 142.1243 | 118.4369 | 101.5173 | 88.8277 | 78.9579 | 71.0621 | 35.5311 | 23.6874 | 17.7655 | 14.2124 | 11.8437 | 10.1517 | 8.8828 | 7.8958 | 7.1062 | 3.5531 | 2.3687 | 1.7766 | 1.4212 | 1.1844 | 1.0152 | 0.88828 | 0.78958 | 0.71062
0.01 | 4 | 1402.6054 | 1168.8378 | 1001.861 | 876.6284 | 779.2252 | 701.3027 | 350.6514 | 233.7676 | 175.3257 | 140.2605 | 116.8838 | 100.1861 | 87.6628 | 77.9225 | 70.1303 | 35.0651 | 23.3768 | 17.5326 | 14.0261 | 11.6884 | 10.0186 | 8.7663 | 7.7923 | 7.013 | 3.5065 | 2.3377 | 1.7533 | 1.4026 | 1.1688 | 1.0019 | 0.87663 | 0.77923 | 0.7013 | value | 6.928
0.01 | 4.25 | 1125.1192 | 937.5993 | 803.6566 | 703.1995 | 625.0662 | 562.5596 | 281.2798 | 187.5199 | 140.6399 | 112.5119 | 93.7599 | 80.3657 | 70.3199 | 62.5066 | 56.256 | 28.128 | 18.752 | 14.064 | 11.2512 | 9.376 | 8.0366 | 7.032 | 6.2507 | 5.6256 | 2.8128 | 1.8752 | 1.4064 | 1.1251 | 0.9376 | 0.80366 | 0.7032 | 0.62507 | 0.56256
0.01 | 4.5 | 1330.0972 | 1108.4143 | 950.0694 | 831.3107 | 738.9429 | 665.0486 | 332.5243 | 221.6829 | 166.2621 | 133.0097 | 110.8414 | 95.0069 | 83.1311 | 73.8943 | 66.5049 | 33.2524 | 22.1683 | 16.6262 | 13.301 | 11.0841 | 9.5007 | 8.3131 | 7.3894 | 6.6505 | 3.3252 | 2.2168 | 1.6626 | 1.3301 | 1.1084 | 0.95007 | 0.83131 | 0.73894 | 0.66505
0.01 | 4.75 | 917.5323 | 764.6102 | 655.3802 | 573.4577 | 509.7401 | 458.7661 | 229.3831 | 152.922 | 114.6915 | 91.7532 | 76.461 | 65.538 | 57.3458 | 50.974 | 45.8766 | 22.9383 | 15.2922 | 11.4692 | 9.1753 | 7.6461 | 6.5538 | 5.7346 | 5.0974 | 4.5877 | 2.2938 | 1.5292 | 1.1469 | 0.91753 | 0.76461 | 0.65538 | 0.57346 | 0.50974 | 0.45877
0.01 | 5 | 440.7043 | 367.2536 | 314.7888 | 275.4402 | 244.8357 | 220.3521 | 110.1761 | 73.4507 | 55.088 | 44.0704 | 36.7254 | 31.4789 | 27.544 | 24.4836 | 22.0352 | 11.0176 | 7.3451 | 5.5088 | 4.407 | 3.6725 | 3.1479 | 2.7544 | 2.4484 | 2.2035 | 1.1018 | 0.73451 | 0.55088 | 0.4407 | 0.36725 | 0.31479 | 0.27544 | 0.24484 | 0.22035
0.01 | 5.5 | 801.2777 | 667.7314 | 572.3412 | 500.7986 | 445.1543 | 400.6389 | 200.3194 | 133.5463 | 100.1597 | 80.1278 | 66.7731 | 57.2341 | 50.0799 | 44.5154 | 40.0639 | 20.0319 | 13.3546 | 10.016 | 8.0128 | 6.6773 | 5.7234 | 5.008 | 4.4515 | 4.0064 | 2.0032 | 1.3355 | 1.0016 | 0.80128 | 0.66773 | 0.57234 | 0.5008 | 0.44515 | 0.40064
0.01 | 6 | 684.8901 | 570.7417 | 489.2072 | 428.0563 | 380.4945 | 342.445 | 171.2225 | 114.1483 | 85.6113 | 68.489 | 57.0742 | 48.9207 | 42.8056 | 38.0494 | 34.2445 | 17.1223 | 11.4148 | 8.5611 | 6.8489 | 5.7074 | 4.8921 | 4.2806 | 3.8049 | 3.4245 | 1.7122 | 1.1415 | 0.85611 | 0.68489 | 0.57074 | 0.48921 | 0.42806 | 0.38049 | 0.34245
0.01 | 6.5 | 631.0747 | 525.8956 | 450.7677 | 394.4217 | 350.5971 | 315.5374 | 157.7687 | 105.1791 | 78.8843 | 63.1075 | 52.5896 | 45.0768 | 39.4422 | 35.0597 | 31.5537 | 15.7769 | 10.5179 | 7.8884 | 6.3107 | 5.259 | 4.5077 | 3.9442 | 3.506 | 3.1554 | 1.5777 | 1.0518 | 0.78884 | 0.63107 | 0.5259 | 0.45077 | 0.39442 | 0.3506 | 0.31554
0.01 | 7 | 389.9786 | 324.9821 | 278.5561 | 243.7366 | 216.6548 | 194.9893 | 97.4946 | 64.9964 | 48.7473 | 38.9979 | 32.4982 | 27.8556 | 24.3737 | 21.6655 | 19.4989 | 9.7495 | 6.4996 | 4.8747 | 3.8998 | 3.2498 | 2.7856 | 2.4374 | 2.1665 | 1.9499 | 0.97495 | 0.64996 | 0.48747 | 0.38998 | 0.32498 | 0.27856 | 0.24374 | 0.21665 | 0.19499
0.01 | 7.5 | 178.4727 | 148.7272 | 127.4805 | 111.5454 | 99.1515 | 89.2363 | 44.6182 | 29.7454 | 22.3091 | 17.8473 | 14.8727 | 12.748 | 11.1545 | 9.9151 | 8.9236 | 4.4618 | 2.9745 | 2.2309 | 1.7847 | 1.4873 | 1.2748 | 1.1155 | 0.99151 | 0.89236 | 0.44618 | 0.29745 | 0.22309 | 0.17847 | 0.14873 | 0.12748 | 0.11155 | 0.099151 | 0.089236
0.01 | 8 | 181.7215 | 151.4346 | 129.8011 | 113.576 | 100.9564 | 90.8608 | 45.4304 | 30.2869 | 22.7152 | 18.1722 | 15.1435 | 12.9801 | 11.3576 | 10.0956 | 9.0861 | 4.543 | 3.0287 | 2.2715 | 1.8172 | 1.5143 | 1.298 | 1.1358 | 1.0096 | 0.90861 | 0.4543 | 0.30287 | 0.22715 | 0.18172 | 0.15143 | 0.1298 | 0.11358 | 0.10096 | 0.090861
0.01 | 8.5 | 280.6847 | 233.9039 | 200.4891 | 175.428 | 155.936 | 140.3424 | 70.1712 | 46.7808 | 35.0856 | 28.0685 | 23.3904 | 20.0489 | 17.5428 | 15.5936 | 14.0342 | 7.0171 | 4.6781 | 3.5086 | 2.8068 | 2.339 | 2.0049 | 1.7543 | 1.5594 | 1.4034 | 0.70171 | 0.46781 | 0.35086 | 0.28068 | 0.2339 | 0.20049 | 0.17543 | 0.15594 | 0.14034
0.01 | 9 | 219.1711 | 182.6426 | 156.5508 | 136.9819 | 121.7617 | 109.5855 | 54.7928 | 36.5285 | 27.3964 | 21.9171 | 18.2643 | 15.6551 | 13.6982 | 12.1762 | 10.9586 | 5.4793 | 3.6529 | 2.7396 | 2.1917 | 1.8264 | 1.5655 | 1.3698 | 1.2176 | 1.0959 | 0.54793 | 0.36529 | 0.27396 | 0.21917 | 0.18264 | 0.15655 | 0.13698 | 0.12176 | 0.10959
0.01 | 9.5 | 234.9655 | 195.8046 | 167.8325 | 146.8534 | 130.5364 | 117.4827 | 58.7414 | 39.1609 | 29.3707 | 23.4965 | 19.5805 | 16.7832 | 14.6853 | 13.0536 | 11.7483 | 5.8741 | 3.9161 | 2.9371 | 2.3497 | 1.958 | 1.6783 | 1.4685 | 1.3054 | 1.1748 | 0.58741 | 0.39161 | 0.29371 | 0.23497 | 0.1958 | 0.16783 | 0.14685 | 0.13054 | 0.11748
0.01 | 10 | 240.2331 | 200.1943 | 171.5951 | 150.1457 | 133.4628 | 120.1166 | 60.0583 | 40.0389 | 30.0291 | 24.0233 | 20.0194 | 17.1595 | 15.0146 | 13.3463 | 12.0117 | 6.0058 | 4.0039 | 3.0029 | 2.4023 | 2.0019 | 1.716 | 1.5015 | 1.3346 | 1.2012 | 0.60058 | 0.40039 | 0.30029 | 0.24023 | 0.20019 | 0.1716 | 0.15015 | 0.13346 | 0.12012
0.01 | 12 | 181.2728 | 151.0607 | 129.4806 | 113.2955 | 100.7071 | 90.6364 | 45.3182 | 30.2121 | 22.6591 | 18.1273 | 15.1061 | 12.9481 | 11.3295 | 10.0707 | 9.0636 | 4.5318 | 3.0212 | 2.2659 | 1.8127 | 1.5106 | 1.2948 | 1.133 | 1.0071 | 0.90636 | 0.45318 | 0.30212 | 0.22659 | 0.18127 | 0.15106 | 0.12948 | 0.1133 | 0.10071 | 0.090636
0.01 | 14 | 74.2292 | 61.8577 | 53.0209 | 46.3933 | 41.2385 | 37.1146 | 18.5573 | 12.3715 | 9.2787 | 7.4229 | 6.1858 | 5.3021 | 4.6393 | 4.1238 | 3.7115 | 1.8557 | 1.2372 | 0.92787 | 0.74229 | 0.61858 | 0.53021 | 0.46393 | 0.41238 | 0.37115 | 0.18557 | 0.12372 | 0.092787 | 0.074229 | 0.061858 | 0.053021 | 0.046393 | 0.041238 | 0.037115
0.01 | 16 | 77.038 | 64.1983 | 55.0271 | 48.1487 | 42.7989 | 38.519 | 19.2595 | 12.8397 | 9.6297 | 7.7038 | 6.4198 | 5.5027 | 4.8149 | 4.2799 | 3.8519 | 1.9259 | 1.284 | 0.96297 | 0.77038 | 0.64198 | 0.55027 | 0.48149 | 0.42799 | 0.38519 | 0.19259 | 0.1284 | 0.096297 | 0.077038 | 0.064198 | 0.055027 | 0.048149 | 0.042799 | 0.038519
0.01 | 18 | 63.7605 | 53.1338 | 45.5432 | 39.8503 | 35.4225 | 31.8803 | 15.9401 | 10.6268 | 7.9701 | 6.3761 | 5.3134 | 4.5543 | 3.985 | 3.5423 | 3.188 | 1.594 | 1.0627 | 0.79701 | 0.63761 | 0.53134 | 0.45543 | 0.3985 | 0.35423 | 0.3188 | 0.1594 | 0.10627 | 0.079701 | 0.063761 | 0.053134 | 0.045543 | 0.03985 | 0.035423 | 0.03188
0.01 | 20 | 42.3634 | 35.3028 | 30.2595 | 26.4771 | 23.5352 | 21.1817 | 10.5908 | 7.0606 | 5.2954 | 4.2363 | 3.5303 | 3.026 | 2.6477 | 2.3535 | 2.1182 | 1.0591 | 0.70606 | 0.52954 | 0.42363 | 0.35303 | 0.3026 | 0.26477 | 0.23535 | 0.21182 | 0.10591 | 0.070606 | 0.052954 | 0.042363 | 0.035303 | 0.03026 | 0.026477 | 0.023535 | 0.021182
0.01 | 25 | 31.7464 | 26.4554 | 22.676 | 19.8415 | 17.6369 | 15.8732 | 7.9366 | 5.2911 | 3.9683 | 3.1746 | 2.6455 | 2.2676 | 1.9842 | 1.7637 | 1.5873 | 0.79366 | 0.52911 | 0.39683 | 0.31746 | 0.26455 | 0.22676 | 0.19842 | 0.17637 | 0.15873 | 0.079366 | 0.052911 | 0.039683 | 0.031746 | 0.026455 | 0.022676 | 0.019842 | 0.017637 | 0.015873
0.01 | 30 | 16.4584 | 13.7153 | 11.756 | 10.2865 | 9.1436 | 8.2292 | 4.1146 | 2.7431 | 2.0573 | 1.6458 | 1.3715 | 1.1756 | 1.0286 | 0.91436 | 0.82292 | 0.41146 | 0.27431 | 0.20573 | 0.16458 | 0.13715 | 0.11756 | 0.10286 | 0.091436 | 0.082292 | 0.041146 | 0.027431 | 0.020573 | 0.016458 | 0.013715 | 0.011756 | 0.010286 | 0.0091436 | 0.0082292
0.01 | 35 | 11.8951 | 9.9126 | 8.4965 | 7.4344 | 6.6084 | 5.9476 | 2.9738 | 1.9825 | 1.4869 | 1.1895 | 0.99126 | 0.84965 | 0.74344 | 0.66084 | 0.59476 | 0.29738 | 0.19825 | 0.14869 | 0.11895 | 0.099126 | 0.084965 | 0.074344 | 0.066084 | 0.059476 | 0.029738 | 0.019825 | 0.014869 | 0.011895 | 0.0099126 | 0.0084965 | 0.0074344 | 0.0066084 | 0.0059476
0.01 | 40 | 9.5601 | 7.9668 | 6.8286 | 5.9751 | 5.3112 | 4.7801 | 2.39 | 1.5934 | 1.195 | 0.95601 | 0.79668 | 0.68286 | 0.59751 | 0.53112 | 0.47801 | 0.239 | 0.15934 | 0.1195 | 0.095601 | 0.079668 | 0.068286 | 0.059751 | 0.053112 | 0.047801 | 0.0239 | 0.015934 | 0.01195 | 0.0095601 | 0.0079668 | 0.0068286 | 0.0059751 | 0.0053112 | 0.0047801
0.01 | 45 | 7.2767 | 6.0639 | 5.1977 | 4.5479 | 4.0426 | 3.6384 | 1.8192 | 1.2128 | 0.90959 | 0.72767 | 0.60639 | 0.51977 | 0.45479 | 0.40426 | 0.36384 | 0.18192 | 0.12128 | 0.090959 | 0.072767 | 0.060639 | 0.051977 | 0.045479 | 0.040426 | 0.036384 | 0.018192 | 0.012128 | 0.0090959 | 0.0072767 | 0.0060639 | 0.0051977 | 0.0045479 | 0.0040426 | 0.0036384
0.01 | 50 | 5.3324 | 4.4437 | 3.8089 | 3.3327 | 2.9624 | 2.6662 | 1.3331 | 0.88873 | 0.66655 | 0.53324 | 0.44437 | 0.38089 | 0.33327 | 0.29624 | 0.26662 | 0.13331 | 0.088873 | 0.066655 | 0.053324 | 0.044437 | 0.038089 | 0.033327 | 0.029624 | 0.026662 | 0.013331 | 0.0088873 | 0.0066655 | 0.0053324 | 0.0044437 | 0.0038089 | 0.0033327 | 0.0029624 | 0.0026662
0.01 | 55 | 4.5645 | 3.8037 | 3.2603 | 2.8528 | 2.5358 | 2.2822 | 1.1411 | 0.76074 | 0.57056 | 0.45645 | 0.38037 | 0.32603 | 0.28528 | 0.25358 | 0.22822 | 0.11411 | 0.076074 | 0.057056 | 0.045645 | 0.038037 | 0.032603 | 0.028528 | 0.025358 | 0.022822 | 0.011411 | 0.0076074 | 0.0057056 | 0.0045645 | 0.0038037 | 0.0032603 | 0.0028528 | 0.0025358 | 0.0022822
0.01 | 60 | 3.9309 | 3.2757 | 2.8078 | 2.4568 | 2.1838 | 1.9654 | 0.98271 | 0.65514 | 0.49136 | 0.39309 | 0.32757 | 0.28078 | 0.24568 | 0.21838 | 0.19654 | 0.098271 | 0.065514 | 0.049136 | 0.039309 | 0.032757 | 0.028078 | 0.024568 | 0.021838 | 0.019654 | 0.0098271 | 0.0065514 | 0.0049136 | 0.0039309 | 0.0032757 | 0.0028078 | 0.0024568 | 0.0021838 | 0.0019654
0.01 | 65 | 3.1547 | 2.6289 | 2.2534 | 1.9717 | 1.7526 | 1.5774 | 0.78868 | 0.52579 | 0.39434 | 0.31547 | 0.26289 | 0.22534 | 0.19717 | 0.17526 | 0.15774 | 0.078868 | 0.052579 | 0.039434 | 0.031547 | 0.026289 | 0.022534 | 0.019717 | 0.017526 | 0.015774 | 0.0078868 | 0.0052579 | 0.0039434 | 0.0031547 | 0.0026289 | 0.0022534 | 0.0019717 | 0.0017526 | 0.0015774
0.01 | 70 | 2.8281 | 2.3567 | 2.0201 | 1.7675 | 1.5712 | 1.414 | 0.70702 | 0.47135 | 0.35351 | 0.28281 | 0.23567 | 0.20201 | 0.17675 | 0.15712 | 0.1414 | 0.070702 | 0.047135 | 0.035351 | 0.028281 | 0.023567 | 0.020201 | 0.017675 | 0.015712 | 0.01414 | 0.0070702 | 0.0047135 | 0.0035351 | 0.0028281 | 0.0023567 | 0.0020201 | 0.0017675 | 0.0015712 | 0.001414
0.01 | 75 | 2.4054 | 2.0045 | 1.7182 | 1.5034 | 1.3363 | 1.2027 | 0.60136 | 0.4009 | 0.30068 | 0.24054 | 0.20045 | 0.17182 | 0.15034 | 0.13363 | 0.12027 | 0.060136 | 0.04009 | 0.030068 | 0.024054 | 0.020045 | 0.017182 | 0.015034 | 0.013363 | 0.012027 | 0.0060136 | 0.004009 | 0.0030068 | 0.0024054 | 0.0020045 | 0.0017182 | 0.0015034 | 0.0013363 | 0.0012027
0.01 | 80 | 2.0605 | 1.7171 | 1.4718 | 1.2878 | 1.1447 | 1.0303 | 0.51513 | 0.34342 | 0.25757 | 0.20605 | 0.17171 | 0.14718 | 0.12878 | 0.11447 | 0.10303 | 0.051513 | 0.034342 | 0.025757 | 0.020605 | 0.017171 | 0.014718 | 0.012878 | 0.011447 | 0.010303 | 0.0051513 | 0.0034342 | 0.0025757 | 0.0020605 | 0.0017171 | 0.0014718 | 0.0012878 | 0.0011447 | 0.0010303
0.01 | 85 | 2.2913 | 1.9094 | 1.6366 | 1.4321 | 1.2729 | 1.1456 | 0.57282 | 0.38188 | 0.28641 | 0.22913 | 0.19094 | 0.16366 | 0.14321 | 0.12729 | 0.11456 | 0.057282 | 0.038188 | 0.028641 | 0.022913 | 0.019094 | 0.016366 | 0.014321 | 0.012729 | 0.011456 | 0.0057282 | 0.0038188 | 0.0028641 | 0.0022913 | 0.0019094 | 0.0016366 | 0.0014321 | 0.0012729 | 0.0011456
0.01 | 90 | 1.673 | 1.3942 | 1.195 | 1.0456 | 0.92946 | 0.83651 | 0.41826 | 0.27884 | 0.20913 | 0.1673 | 0.13942 | 0.1195 | 0.10456 | 0.092946 | 0.083651 | 0.041826 | 0.027884 | 0.020913 | 0.01673 | 0.013942 | 0.01195 | 0.010456 | 0.0092946 | 0.0083651 | 0.0041826 | 0.0027884 | 0.0020913 | 0.001673 | 0.0013942 | 0.001195 | 0.0010456 | 0.00092946 | 0.00083651
0.01 | 95 | 1.8994 | 1.5828 | 1.3567 | 1.1871 | 1.0552 | 0.94969 | 0.47485 | 0.31656 | 0.23742 | 0.18994 | 0.15828 | 0.13567 | 0.11871 | 0.10552 | 0.094969 | 0.047485 | 0.031656 | 0.023742 | 0.018994 | 0.015828 | 0.013567 | 0.011871 | 0.010552 | 0.0094969 | 0.0047485 | 0.0031656 | 0.0023742 | 0.0018994 | 0.0015828 | 0.0013567 | 0.0011871 | 0.0010552 | 0.00094969
0.01 | 100 | 1.9074 | 1.5895 | 1.3624 | 1.1921 | 1.0596 | 0.95368 | 0.47684 | 0.31789 | 0.23842 | 0.19074 | 0.15895 | 0.13624 | 0.11921 | 0.10596 | 0.095368 | 0.047684 | 0.031789 | 0.023842 | 0.019074 | 0.015895 | 0.013624 | 0.011921 | 0.010596 | 0.0095368 | 0.0047684 | 0.0031789 | 0.0023842 | 0.0019074 | 0.0015895 | 0.0013624 | 0.0011921 | 0.0010596 | 0.00095368
0.015 | 0.1 | 4912.5057 | 4093.7548 | 3508.9327 | 3070.3161 | 2729.1698 | 2456.2529 | 1228.1264 | 818.751 | 614.0632 | 491.2506 | 409.3755 | 350.8933 | 307.0316 | 272.917 | 245.6253 | 122.8126 | 81.8751 | 61.4063 | 49.1251 | 40.9375 | 35.0893 | 30.7032 | 27.2917 | 24.5625 | 12.2813 | 8.1875 | 6.1406 | 4.9125 | 4.0938 | 3.5089 | 3.0703 | 2.7292 | 2.4563
0.015 | 0.2 | 2636.1454 | 2196.7878 | 1882.961 | 1647.5909 | 1464.5252 | 1318.0727 | 659.0363 | 439.3576 | 329.5182 | 263.6145 | 219.6788 | 188.2961 | 164.7591 | 146.4525 | 131.8073 | 65.9036 | 43.9358 | 32.9518 | 26.3615 | 21.9679 | 18.8296 | 16.4759 | 14.6453 | 13.1807 | 6.5904 | 4.3936 | 3.2952 | 2.6361 | 2.1968 | 1.883 | 1.6476 | 1.4645 | 1.3181
0.015 | 0.3 | 1668.643 | 1390.5358 | 1191.8878 | 1042.9018 | 927.0239 | 834.3215 | 417.1607 | 278.1072 | 208.5804 | 166.8643 | 139.0536 | 119.1888 | 104.2902 | 92.7024 | 83.4321 | 41.7161 | 27.8107 | 20.858 | 16.6864 | 13.9054 | 11.9189 | 10.429 | 9.2702 | 8.3432 | 4.1716 | 2.7811 | 2.0858 | 1.6686 | 1.3905 | 1.1919 | 1.0429 | 0.92702 | 0.83432
0.015 | 0.4 | 1331.9225 | 1109.9354 | 951.3732 | 832.4516 | 739.9569 | 665.9612 | 332.9806 | 221.9871 | 166.4903 | 133.1922 | 110.9935 | 95.1373 | 83.2452 | 73.9957 | 66.5961 | 33.2981 | 22.1987 | 16.649 | 13.3192 | 11.0994 | 9.5137 | 8.3245 | 7.3996 | 6.6596 | 3.3298 | 2.2199 | 1.6649 | 1.3319 | 1.1099 | 0.95137 | 0.83245 | 0.73996 | 0.66596
0.015 | 0.5 | 971.2974 | 809.4145 | 693.7839 | 607.0609 | 539.6097 | 485.6487 | 242.8244 | 161.8829 | 121.4122 | 97.1297 | 80.9415 | 69.3784 | 60.7061 | 53.961 | 48.5649 | 24.2824 | 16.1883 | 12.1412 | 9.713 | 8.0941 | 6.9378 | 6.0706 | 5.3961 | 4.8565 | 2.4282 | 1.6188 | 1.2141 | 0.9713 | 0.80941 | 0.69378 | 0.60706 | 0.53961 | 0.48565
0.015 | 0.6 | 805.0868 | 670.9057 | 575.062 | 503.1793 | 447.2705 | 402.5434 | 201.2717 | 134.1811 | 100.6359 | 80.5087 | 67.0906 | 57.5062 | 50.3179 | 44.727 | 40.2543 | 20.1272 | 13.4181 | 10.0636 | 8.0509 | 6.7091 | 5.7506 | 5.0318 | 4.4727 | 4.0254 | 2.0127 | 1.3418 | 1.0064 | 0.80509 | 0.67091 | 0.57506 | 0.50318 | 0.44727 | 0.40254
0.015 | 0.7 | 675.9305 | 563.2754 | 482.8075 | 422.4566 | 375.517 | 337.9653 | 168.9826 | 112.6551 | 84.4913 | 67.5931 | 56.3275 | 48.2808 | 42.2457 | 37.5517 | 33.7965 | 16.8983 | 11.2655 | 8.4491 | 6.7593 | 5.6328 | 4.8281 | 4.2246 | 3.7552 | 3.3797 | 1.6898 | 1.1266 | 0.84491 | 0.67593 | 0.56328 | 0.48281 | 0.42246 | 0.37552 | 0.33797
0.015 | 0.8 | 565.0013 | 470.8344 | 403.5723 | 353.1258 | 313.8896 | 282.5006 | 141.2503 | 94.1669 | 70.6252 | 56.5001 | 47.0834 | 40.3572 | 35.3126 | 31.389 | 28.2501 | 14.125 | 9.4167 | 7.0625 | 5.65 | 4.7083 | 4.0357 | 3.5313 | 3.1389 | 2.825 | 1.4125 | 0.94167 | 0.70625 | 0.565 | 0.47083 | 0.40357 | 0.35313 | 0.31389 | 0.2825
0.015 | 0.9 | 489.3146 | 407.7621 | 349.5104 | 305.8216 | 271.8414 | 244.6573 | 122.3286 | 81.5524 | 61.1643 | 48.9315 | 40.7762 | 34.951 | 30.5822 | 27.1841 | 24.4657 | 12.2329 | 8.1552 | 6.1164 | 4.8931 | 4.0776 | 3.4951 | 3.0582 | 2.7184 | 2.4466 | 1.2233 | 0.81552 | 0.61164 | 0.48931 | 0.40776 | 0.34951 | 0.30582 | 0.27184 | 0.24466
0.015 | 1 | 465.0769 | 387.5641 | 332.1978 | 290.6731 | 258.3761 | 232.5385 | 116.2692 | 77.5128 | 58.1346 | 46.5077 | 38.7564 | 33.2198 | 29.0673 | 25.8376 | 23.2538 | 11.6269 | 7.7513 | 5.8135 | 4.6508 | 3.8756 | 3.322 | 2.9067 | 2.5838 | 2.3254 | 1.1627 | 0.77513 | 0.58135 | 0.46508 | 0.38756 | 0.3322 | 0.29067 | 0.25838 | 0.23254
0.015 | 1.25 | 539.2024 | 449.3353 | 385.1445 | 337.0015 | 299.5569 | 269.6012 | 134.8006 | 89.8671 | 67.4003 | 53.9202 | 44.9335 | 38.5145 | 33.7001 | 29.9557 | 26.9601 | 13.4801 | 8.9867 | 6.74 | 5.392 | 4.4934 | 3.8514 | 3.37 | 2.9956 | 2.696 | 1.348 | 0.89867 | 0.674 | 0.5392 | 0.44934 | 0.38514 | 0.337 | 0.29956 | 0.2696
0.015 | 1.5 | 778.7407 | 648.9506 | 556.2434 | 486.7129 | 432.6337 | 389.3704 | 194.6852 | 129.7901 | 97.3426 | 77.8741 | 64.8951 | 55.6243 | 48.6713 | 43.2634 | 38.937 | 19.4685 | 12.979 | 9.7343 | 7.7874 | 6.4895 | 5.5624 | 4.8671 | 4.3263 | 3.8937 | 1.9469 | 1.2979 | 0.97343 | 0.77874 | 0.64895 | 0.55624 | 0.48671 | 0.43263 | 0.38937
0.015 | 1.75 | 3233.0969 | 2694.2474 | 2309.3549 | 2020.6855 | 1796.1649 | 1616.5484 | 808.2742 | 538.8495 | 404.1371 | 323.3097 | 269.4247 | 230.9355 | 202.0686 | 179.6165 | 161.6548 | 80.8274 | 53.8849 | 40.4137 | 32.331 | 26.9425 | 23.0935 | 20.2069 | 17.9616 | 16.1655 | 8.0827 | 5.3885 | 4.0414 | 3.2331 | 2.6942 | 2.3094 | 2.0207 | 1.7962 | 1.6165
0.015 | 2 | 5078.8562 | 4232.3801 | 3627.7544 | 3174.2851 | 2821.5868 | 2539.4281 | 1269.714 | 846.476 | 634.857 | 507.8856 | 423.238 | 362.7754 | 317.4285 | 282.1587 | 253.9428 | 126.9714 | 84.6476 | 63.4857 | 50.7886 | 42.3238 | 36.2775 | 31.7429 | 28.2159 | 25.3943 | 12.6971 | 8.4648 | 6.3486 | 5.0789 | 4.2324 | 3.6278 | 3.1743 | 2.8216 | 2.5394
0.015 | 2.25 | 5068.0135 | 4223.3446 | 3620.0096 | 3167.5084 | 2815.563 | 2534.0067 | 1267.0034 | 844.6689 | 633.5017 | 506.8013 | 422.3345 | 362.001 | 316.7508 | 281.5563 | 253.4007 | 126.7003 | 84.4669 | 63.3502 | 50.6801 | 42.2334 | 36.2001 | 31.6751 | 28.1556 | 25.3401 | 12.67 | 8.4467 | 6.335 | 5.068 | 4.2233 | 3.62 | 3.1675 | 2.8156 | 2.534
0.015 | 2.5 | 2274.6458 | 1895.5382 | 1624.747 | 1421.6536 | 1263.6921 | 1137.3229 | 568.6615 | 379.1076 | 284.3307 | 227.4646 | 189.5538 | 162.4747 | 142.1654 | 126.3692 | 113.7323 | 56.8661 | 37.9108 | 28.4331 | 22.7465 | 18.9554 | 16.2475 | 14.2165 | 12.6369 | 11.3732 | 5.6866 | 3.7911 | 2.8433 | 2.2746 | 1.8955 | 1.6247 | 1.4217 | 1.2637 | 1.1373
0.015 | 2.75 | 792.7708 | 660.6423 | 566.2648 | 495.4817 | 440.4282 | 396.3854 | 198.1927 | 132.1285 | 99.0963 | 79.2771 | 66.0642 | 56.6265 | 49.5482 | 44.0428 | 39.6385 | 19.8193 | 13.2128 | 9.9096 | 7.9277 | 6.6064 | 5.6626 | 4.9548 | 4.4043 | 3.9639 | 1.9819 | 1.3213 | 0.99096 | 0.79277 | 0.66064 | 0.56626 | 0.49548 | 0.44043 | 0.39639
0.015 | 3 | 519.1887 | 432.6572 | 370.849 | 324.4929 | 288.4381 | 259.5943 | 129.7972 | 86.5314 | 64.8986 | 51.9189 | 43.2657 | 37.0849 | 32.4493 | 28.8438 | 25.9594 | 12.9797 | 8.6531 | 6.4899 | 5.1919 | 4.3266 | 3.7085 | 3.2449 | 2.8844 | 2.5959 | 1.298 | 0.86531 | 0.64899 | 0.51919 | 0.43266 | 0.37085 | 0.32449 | 0.28844 | 0.25959
0.015 | 3.25 | 431.5298 | 359.6081 | 308.2355 | 269.7061 | 239.7388 | 215.7649 | 107.8824 | 71.9216 | 53.9412 | 43.153 | 35.9608 | 30.8236 | 26.9706 | 23.9739 | 21.5765 | 10.7882 | 7.1922 | 5.3941 | 4.3153 | 3.5961 | 3.0824 | 2.6971 | 2.3974 | 2.1576 | 1.0788 | 0.71922 | 0.53941 | 0.43153 | 0.35961 | 0.30824 | 0.26971 | 0.23974 | 0.21576
0.015 | 3.5 | 756.058 | 630.0484 | 540.0415 | 472.5363 | 420.0322 | 378.029 | 189.0145 | 126.0097 | 94.5073 | 75.6058 | 63.0048 | 54.0041 | 47.2536 | 42.0032 | 37.8029 | 18.9015 | 12.601 | 9.4507 | 7.5606 | 6.3005 | 5.4004 | 4.7254 | 4.2003 | 3.7803 | 1.8901 | 1.2601 | 0.94507 | 0.75606 | 0.63005 | 0.54004 | 0.47254 | 0.42003 | 0.37803
0.015 | 3.75 | 1151.4298 | 959.5248 | 822.4498 | 719.6436 | 639.6832 | 575.7149 | 287.8574 | 191.905 | 143.9287 | 115.143 | 95.9525 | 82.245 | 71.9644 | 63.9683 | 57.5715 | 28.7857 | 19.1905 | 14.3929 | 11.5143 | 9.5952 | 8.2245 | 7.1964 | 6.3968 | 5.7571 | 2.8786 | 1.919 | 1.4393 | 1.1514 | 0.95952 | 0.82245 | 0.71964 | 0.63968 | 0.57571
0.015 | 4 | 1116.5063 | 930.4219 | 797.5045 | 697.8164 | 620.2813 | 558.2532 | 279.1266 | 186.0844 | 139.5633 | 111.6506 | 93.0422 | 79.7505 | 69.7816 | 62.0281 | 55.8253 | 27.9127 | 18.6084 | 13.9563 | 11.1651 | 9.3042 | 7.975 | 6.9782 | 6.2028 | 5.5825 | 2.7913 | 1.8608 | 1.3956 | 1.1165 | 0.93042 | 0.7975 | 0.69782 | 0.62028 | 0.55825
0.015 | 4.25 | 938.505 | 782.0875 | 670.3607 | 586.5656 | 521.3916 | 469.2525 | 234.6262 | 156.4175 | 117.3131 | 93.8505 | 78.2087 | 67.0361 | 58.6566 | 52.1392 | 46.9252 | 23.4626 | 15.6417 | 11.7313 | 9.385 | 7.8209 | 6.7036 | 5.8657 | 5.2139 | 4.6925 | 2.3463 | 1.5642 | 1.1731 | 0.9385 | 0.78209 | 0.67036 | 0.58657 | 0.52139 | 0.46925
0.015 | 4.5 | 1160.6308 | 967.1923 | 829.022 | 725.3942 | 644.7949 | 580.3154 | 290.1577 | 193.4385 | 145.0788 | 116.0631 | 96.7192 | 82.9022 | 72.5394 | 64.4795 | 58.0315 | 29.0158 | 19.3438 | 14.5079 | 11.6063 | 9.6719 | 8.2902 | 7.2539 | 6.4479 | 5.8032 | 2.9016 | 1.9344 | 1.4508 | 1.1606 | 0.96719 | 0.82902 | 0.72539 | 0.64479 | 0.58032
0.015 | 4.75 | 874.194 | 728.495 | 624.4243 | 546.3712 | 485.6633 | 437.097 | 218.5485 | 145.699 | 109.2742 | 87.4194 | 72.8495 | 62.4424 | 54.6371 | 48.5663 | 43.7097 | 21.8548 | 14.5699 | 10.9274 | 8.7419 | 7.2849 | 6.2442 | 5.4637 | 4.8566 | 4.371 | 2.1855 | 1.457 | 1.0927 | 0.87419 | 0.72849 | 0.62442 | 0.54637 | 0.48566 | 0.4371
0.015 | 5 | 423.4708 | 352.8923 | 302.4791 | 264.6692 | 235.2615 | 211.7354 | 105.8677 | 70.5785 | 52.9338 | 42.3471 | 35.2892 | 30.2479 | 26.4669 | 23.5262 | 21.1735 | 10.5868 | 7.0578 | 5.2934 | 4.2347 | 3.5289 | 3.0248 | 2.6467 | 2.3526 | 2.1174 | 1.0587 | 0.70578 | 0.52934 | 0.42347 | 0.35289 | 0.30248 | 0.26467 | 0.23526 | 0.21174
0.015 | 5.5 | 659.2992 | 549.416 | 470.928 | 412.062 | 366.2773 | 329.6496 | 164.8248 | 109.8832 | 82.4124 | 65.9299 | 54.9416 | 47.0928 | 41.2062 | 36.6277 | 32.965 | 16.4825 | 10.9883 | 8.2412 | 6.593 | 5.4942 | 4.7093 | 4.1206 | 3.6628 | 3.2965 | 1.6482 | 1.0988 | 0.82412 | 0.6593 | 0.54942 | 0.47093 | 0.41206 | 0.36628 | 0.32965
0.015 | 6 | 554.8308 | 462.359 | 396.3077 | 346.7692 | 308.2393 | 277.4154 | 138.7077 | 92.4718 | 69.3538 | 55.4831 | 46.2359 | 39.6308 | 34.6769 | 30.8239 | 27.7415 | 13.8708 | 9.2472 | 6.9354 | 5.5483 | 4.6236 | 3.9631 | 3.4677 | 3.0824 | 2.7742 | 1.3871 | 0.92472 | 0.69354 | 0.55483 | 0.46236 | 0.39631 | 0.34677 | 0.30824 | 0.27742
0.015 | 6.5 | 527.3658 | 439.4715 | 376.6898 | 329.6036 | 292.981 | 263.6829 | 131.8414 | 87.8943 | 65.9207 | 52.7366 | 43.9471 | 37.669 | 32.9604 | 29.2981 | 26.3683 | 13.1841 | 8.7894 | 6.5921 | 5.2737 | 4.3947 | 3.7669 | 3.296 | 2.9298 | 2.6368 | 1.3184 | 0.87894 | 0.65921 | 0.52737 | 0.43947 | 0.37669 | 0.3296 | 0.29298 | 0.26368
0.015 | 7 | 361.4709 | 301.2258 | 258.1935 | 225.9193 | 200.8172 | 180.7355 | 90.3677 | 60.2452 | 45.1839 | 36.1471 | 30.1226 | 25.8194 | 22.5919 | 20.0817 | 18.0735 | 9.0368 | 6.0245 | 4.5184 | 3.6147 | 3.0123 | 2.5819 | 2.2592 | 2.0082 | 1.8074 | 0.90368 | 0.60245 | 0.45184 | 0.36147 | 0.30123 | 0.25819 | 0.22592 | 0.20082 | 0.18074
0.015 | 7.5 | 154.6702 | 128.8918 | 110.4787 | 96.6689 | 85.9279 | 77.3351 | 38.6675 | 25.7784 | 19.3338 | 15.467 | 12.8892 | 11.0479 | 9.6669 | 8.5928 | 7.7335 | 3.8668 | 2.5778 | 1.9334 | 1.5467 | 1.2889 | 1.1048 | 0.96669 | 0.85928 | 0.77335 | 0.38668 | 0.25778 | 0.19334 | 0.15467 | 0.12889 | 0.11048 | 0.096669 | 0.085928 | 0.077335
0.015 | 8 | 151.2628 | 126.0524 | 108.0449 | 94.5393 | 84.0349 | 75.6314 | 37.8157 | 25.2105 | 18.9079 | 15.1263 | 12.6052 | 10.8045 | 9.4539 | 8.4035 | 7.5631 | 3.7816 | 2.521 | 1.8908 | 1.5126 | 1.2605 | 1.0804 | 0.94539 | 0.84035 | 0.75631 | 0.37816 | 0.2521 | 0.18908 | 0.15126 | 0.12605 | 0.10804 | 0.094539 | 0.084035 | 0.075631
0.015 | 8.5 | 229.193 | 190.9942 | 163.7093 | 143.2456 | 127.3294 | 114.5965 | 57.2982 | 38.1988 | 28.6491 | 22.9193 | 19.0994 | 16.3709 | 14.3246 | 12.7329 | 11.4596 | 5.7298 | 3.8199 | 2.8649 | 2.2919 | 1.9099 | 1.6371 | 1.4325 | 1.2733 | 1.146 | 0.57298 | 0.38199 | 0.28649 | 0.22919 | 0.19099 | 0.16371 | 0.14325 | 0.12733 | 0.1146
0.015 | 9 | 168.9234 | 140.7695 | 120.6596 | 105.5771 | 93.8463 | 84.4617 | 42.2308 | 28.1539 | 21.1154 | 16.8923 | 14.0769 | 12.066 | 10.5577 | 9.3846 | 8.4462 | 4.2231 | 2.8154 | 2.1115 | 1.6892 | 1.4077 | 1.2066 | 1.0558 | 0.93846 | 0.84462 | 0.42231 | 0.28154 | 0.21115 | 0.16892 | 0.14077 | 0.12066 | 0.10558 | 0.093846 | 0.084462
0.015 | 9.5 | 180.612 | 150.51 | 129.0086 | 112.8825 | 100.34 | 90.306 | 45.153 | 30.102 | 22.5765 | 18.0612 | 15.051 | 12.9009 | 11.2883 | 10.034 | 9.0306 | 4.5153 | 3.0102 | 2.2577 | 1.8061 | 1.5051 | 1.2901 | 1.1288 | 1.0034 | 0.90306 | 0.45153 | 0.30102 | 0.22577 | 0.18061 | 0.15051 | 0.12901 | 0.11288 | 0.10034 | 0.090306
0.015 | 10 | 177.6196 | 148.0163 | 126.8711 | 111.0122 | 98.6776 | 88.8098 | 44.4049 | 29.6033 | 22.2024 | 17.762 | 14.8016 | 12.6871 | 11.1012 | 9.8678 | 8.881 | 4.4405 | 2.9603 | 2.2202 | 1.7762 | 1.4802 | 1.2687 | 1.1101 | 0.98678 | 0.8881 | 0.44405 | 0.29603 | 0.22202 | 0.17762 | 0.14802 | 0.12687 | 0.11101 | 0.098678 | 0.08881
0.015 | 12 | 137.221 | 114.3509 | 98.015 | 85.7632 | 76.2339 | 68.6105 | 34.3053 | 22.8702 | 17.1526 | 13.7221 | 11.4351 | 9.8015 | 8.5763 | 7.6234 | 6.8611 | 3.4305 | 2.287 | 1.7153 | 1.3722 | 1.1435 | 0.98015 | 0.85763 | 0.76234 | 0.68611 | 0.34305 | 0.2287 | 0.17153 | 0.13722 | 0.11435 | 0.098015 | 0.085763 | 0.076234 | 0.068611
0.015 | 14 | 68.4469 | 57.0391 | 48.8906 | 42.7793 | 38.026 | 34.2234 | 17.1117 | 11.4078 | 8.5559 | 6.8447 | 5.7039 | 4.8891 | 4.2779 | 3.8026 | 3.4223 | 1.7112 | 1.1408 | 0.85559 | 0.68447 | 0.57039 | 0.48891 | 0.42779 | 0.38026 | 0.34223 | 0.17112 | 0.11408 | 0.085559 | 0.068447 | 0.057039 | 0.048891 | 0.042779 | 0.038026 | 0.034223
0.015 | 16 | 58.5444 | 48.787 | 41.8174 | 36.5902 | 32.5247 | 29.2722 | 14.6361 | 9.7574 | 7.318 | 5.8544 | 4.8787 | 4.1817 | 3.659 | 3.2525 | 2.9272 | 1.4636 | 0.97574 | 0.7318 | 0.58544 | 0.48787 | 0.41817 | 0.3659 | 0.32525 | 0.29272 | 0.14636 | 0.097574 | 0.07318 | 0.058544 | 0.048787 | 0.041817 | 0.03659 | 0.032525 | 0.029272
0.015 | 18 | 47.811 | 39.8425 | 34.1507 | 29.8819 | 26.5617 | 23.9055 | 11.9527 | 7.9685 | 5.9764 | 4.7811 | 3.9842 | 3.4151 | 2.9882 | 2.6562 | 2.3905 | 1.1953 | 0.79685 | 0.59764 | 0.47811 | 0.39842 | 0.34151 | 0.29882 | 0.26562 | 0.23905 | 0.11953 | 0.079685 | 0.059764 | 0.047811 | 0.039842 | 0.034151 | 0.029882 | 0.026562 | 0.023905
0.015 | 20 | 36.519 | 30.4325 | 26.085 | 22.8244 | 20.2883 | 18.2595 | 9.1297 | 6.0865 | 4.5649 | 3.6519 | 3.0432 | 2.6085 | 2.2824 | 2.0288 | 1.8259 | 0.91297 | 0.60865 | 0.45649 | 0.36519 | 0.30432 | 0.26085 | 0.22824 | 0.20288 | 0.18259 | 0.091297 | 0.060865 | 0.045649 | 0.036519 | 0.030432 | 0.026085 | 0.022824 | 0.020288 | 0.018259
0.015 | 25 | 23.738 | 19.7817 | 16.9557 | 14.8362 | 13.1878 | 11.869 | 5.9345 | 3.9563 | 2.9672 | 2.3738 | 1.9782 | 1.6956 | 1.4836 | 1.3188 | 1.1869 | 0.59345 | 0.39563 | 0.29672 | 0.23738 | 0.19782 | 0.16956 | 0.14836 | 0.13188 | 0.11869 | 0.059345 | 0.039563 | 0.029672 | 0.023738 | 0.019782 | 0.016956 | 0.014836 | 0.013188 | 0.011869
0.015 | 30 | 13.6654 | 11.3878 | 9.761 | 8.5409 | 7.5919 | 6.8327 | 3.4163 | 2.2776 | 1.7082 | 1.3665 | 1.1388 | 0.9761 | 0.85409 | 0.75919 | 0.68327 | 0.34163 | 0.22776 | 0.17082 | 0.13665 | 0.11388 | 0.09761 | 0.085409 | 0.075919 | 0.068327 | 0.034163 | 0.022776 | 0.017082 | 0.013665 | 0.011388 | 0.009761 | 0.0085409 | 0.0075919 | 0.0068327
0.015 | 35 | 10.1872 | 8.4893 | 7.2766 | 6.367 | 5.6596 | 5.0936 | 2.5468 | 1.6979 | 1.2734 | 1.0187 | 0.84893 | 0.72766 | 0.6367 | 0.56596 | 0.50936 | 0.25468 | 0.16979 | 0.12734 | 0.10187 | 0.084893 | 0.072766 | 0.06367 | 0.056596 | 0.050936 | 0.025468 | 0.016979 | 0.012734 | 0.010187 | 0.0084893 | 0.0072766 | 0.006367 | 0.0056596 | 0.0050936
0.015 | 40 | 7.8116 | 6.5097 | 5.5797 | 4.8823 | 4.3398 | 3.9058 | 1.9529 | 1.3019 | 0.97646 | 0.78116 | 0.65097 | 0.55797 | 0.48823 | 0.43398 | 0.39058 | 0.19529 | 0.13019 | 0.097646 | 0.078116 | 0.065097 | 0.055797 | 0.048823 | 0.043398 | 0.039058 | 0.019529 | 0.013019 | 0.0097646 | 0.0078116 | 0.0065097 | 0.0055797 | 0.0048823 | 0.0043398 | 0.0039058
0.015 | 45 | 6.1091 | 5.0909 | 4.3637 | 3.8182 | 3.394 | 3.0546 | 1.5273 | 1.0182 | 0.76364 | 0.61091 | 0.50909 | 0.43637 | 0.38182 | 0.3394 | 0.30546 | 0.15273 | 0.10182 | 0.076364 | 0.061091 | 0.050909 | 0.043637 | 0.038182 | 0.03394 | 0.030546 | 0.015273 | 0.010182 | 0.0076364 | 0.0061091 | 0.0050909 | 0.0043637 | 0.0038182 | 0.003394 | 0.0030546
0.015 | 50 | 4.5503 | 3.792 | 3.2502 | 2.844 | 2.528 | 2.2752 | 1.1376 | 0.75839 | 0.56879 | 0.45503 | 0.3792 | 0.32502 | 0.2844 | 0.2528 | 0.22752 | 0.11376 | 0.075839 | 0.056879 | 0.045503 | 0.03792 | 0.032502 | 0.02844 | 0.02528 | 0.022752 | 0.011376 | 0.0075839 | 0.0056879 | 0.0045503 | 0.003792 | 0.0032502 | 0.002844 | 0.002528 | 0.0022752
0.015 | 55 | 3.6591 | 3.0492 | 2.6136 | 2.2869 | 2.0328 | 1.8295 | 0.91477 | 0.60984 | 0.45738 | 0.36591 | 0.30492 | 0.26136 | 0.22869 | 0.20328 | 0.18295 | 0.091477 | 0.060984 | 0.045738 | 0.036591 | 0.030492 | 0.026136 | 0.022869 | 0.020328 | 0.018295 | 0.0091477 | 0.0060984 | 0.0045738 | 0.0036591 | 0.0030492 | 0.0026136 | 0.0022869 | 0.0020328 | 0.0018295
0.015 | 60 | 3.2361 | 2.6967 | 2.3115 | 2.0226 | 1.7978 | 1.618 | 0.80902 | 0.53935 | 0.40451 | 0.32361 | 0.26967 | 0.23115 | 0.20226 | 0.17978 | 0.1618 | 0.080902 | 0.053935 | 0.040451 | 0.032361 | 0.026967 | 0.023115 | 0.020226 | 0.017978 | 0.01618 | 0.0080902 | 0.0053935 | 0.0040451 | 0.0032361 | 0.0026967 | 0.0023115 | 0.0020226 | 0.0017978 | 0.001618
0.015 | 65 | 2.5906 | 2.1589 | 1.8505 | 1.6191 | 1.4392 | 1.2953 | 0.64766 | 0.43177 | 0.32383 | 0.25906 | 0.21589 | 0.18505 | 0.16191 | 0.14392 | 0.12953 | 0.064766 | 0.043177 | 0.032383 | 0.025906 | 0.021589 | 0.018505 | 0.016191 | 0.014392 | 0.012953 | 0.0064766 | 0.0043177 | 0.0032383 | 0.0025906 | 0.0021589 | 0.0018505 | 0.0016191 | 0.0014392 | 0.0012953
0.015 | 70 | 2.4227 | 2.019 | 1.7305 | 1.5142 | 1.346 | 1.2114 | 0.60569 | 0.40379 | 0.30284 | 0.24227 | 0.2019 | 0.17305 | 0.15142 | 0.1346 | 0.12114 | 0.060569 | 0.040379 | 0.030284 | 0.024227 | 0.02019 | 0.017305 | 0.015142 | 0.01346 | 0.012114 | 0.0060569 | 0.0040379 | 0.0030284 | 0.0024227 | 0.002019 | 0.0017305 | 0.0015142 | 0.001346 | 0.0012114
0.015 | 75 | 2.0433 | 1.7027 | 1.4595 | 1.2771 | 1.1352 | 1.0216 | 0.51082 | 0.34055 | 0.25541 | 0.20433 | 0.17027 | 0.14595 | 0.12771 | 0.11352 | 0.10216 | 0.051082 | 0.034055 | 0.025541 | 0.020433 | 0.017027 | 0.014595 | 0.012771 | 0.011352 | 0.010216 | 0.0051082 | 0.0034055 | 0.0025541 | 0.0020433 | 0.0017027 | 0.0014595 | 0.0012771 | 0.0011352 | 0.0010216
0.015 | 80 | 1.7451 | 1.4543 | 1.2465 | 1.0907 | 0.96952 | 0.87257 | 0.43628 | 0.29086 | 0.21814 | 0.17451 | 0.14543 | 0.12465 | 0.10907 | 0.096952 | 0.087257 | 0.043628 | 0.029086 | 0.021814 | 0.017451 | 0.014543 | 0.012465 | 0.010907 | 0.0096952 | 0.0087257 | 0.0043628 | 0.0029086 | 0.0021814 | 0.0017451 | 0.0014543 | 0.0012465 | 0.0010907 | 0.00096952 | 0.00087257
0.015 | 85 | 1.8881 | 1.5734 | 1.3486 | 1.1801 | 1.0489 | 0.94405 | 0.47203 | 0.31468 | 0.23601 | 0.18881 | 0.15734 | 0.13486 | 0.11801 | 0.10489 | 0.094405 | 0.047203 | 0.031468 | 0.023601 | 0.018881 | 0.015734 | 0.013486 | 0.011801 | 0.010489 | 0.0094405 | 0.0047203 | 0.0031468 | 0.0023601 | 0.0018881 | 0.0015734 | 0.0013486 | 0.0011801 | 0.0010489 | 0.00094405
0.015 | 90 | 1.5238 | 1.2698 | 1.0884 | 0.95235 | 0.84653 | 0.76188 | 0.38094 | 0.25396 | 0.19047 | 0.15238 | 0.12698 | 0.10884 | 0.095235 | 0.084653 | 0.076188 | 0.038094 | 0.025396 | 0.019047 | 0.015238 | 0.012698 | 0.010884 | 0.0095235 | 0.0084653 | 0.0076188 | 0.0038094 | 0.0025396 | 0.0019047 | 0.0015238 | 0.0012698 | 0.0010884 | 0.00095235 | 0.00084653 | 0.00076188
0.015 | 95 | 1.5874 | 1.3228 | 1.1338 | 0.99211 | 0.88188 | 0.79369 | 0.39685 | 0.26456 | 0.19842 | 0.15874 | 0.13228 | 0.11338 | 0.099211 | 0.088188 | 0.079369 | 0.039685 | 0.026456 | 0.019842 | 0.015874 | 0.013228 | 0.011338 | 0.0099211 | 0.0088188 | 0.0079369 | 0.0039685 | 0.0026456 | 0.0019842 | 0.0015874 | 0.0013228 | 0.0011338 | 0.00099211 | 0.00088188 | 0.00079369
0.015 | 100 | 1.3392 | 1.116 | 0.95658 | 0.83701 | 0.74401 | 0.66961 | 0.3348 | 0.2232 | 0.1674 | 0.13392 | 0.1116 | 0.095658 | 0.083701 | 0.074401 | 0.066961 | 0.03348 | 0.02232 | 0.01674 | 0.013392 | 0.01116 | 0.0095658 | 0.0083701 | 0.0074401 | 0.0066961 | 0.003348 | 0.002232 | 0.001674 | 0.0013392 | 0.001116 | 0.00095658 | 0.00083701 | 0.00074401 | 0.00066961
0.02 | 0.1 | 4813.1868 | 4010.989 | 3437.9906 | 3008.2418 | 2673.9927 | 2406.5934 | 1203.2967 | 802.1978 | 601.6484 | 481.3187 | 401.0989 | 343.7991 | 300.8242 | 267.3993 | 240.6593 | 120.3297 | 80.2198 | 60.1648 | 48.1319 | 40.1099 | 34.3799 | 30.0824 | 26.7399 | 24.0659 | 12.033 | 8.022 | 6.0165 | 4.8132 | 4.011 | 3.438 | 3.0082 | 2.674 | 2.4066
0.02 | 0.2 | 2528.2575 | 2106.8812 | 1805.8982 | 1580.1609 | 1404.5875 | 1264.1287 | 632.0644 | 421.3762 | 316.0322 | 252.8257 | 210.6881 | 180.5898 | 158.0161 | 140.4587 | 126.4129 | 63.2064 | 42.1376 | 31.6032 | 25.2826 | 21.0688 | 18.059 | 15.8016 | 14.0459 | 12.6413 | 6.3206 | 4.2138 | 3.1603 | 2.5283 | 2.1069 | 1.8059 | 1.5802 | 1.4046 | 1.2641
0.02 | 0.3 | 1557.9948 | 1298.329 | 1112.8535 | 973.7468 | 865.5527 | 778.9974 | 389.4987 | 259.6658 | 194.7494 | 155.7995 | 129.8329 | 111.2853 | 97.3747 | 86.5553 | 77.8997 | 38.9499 | 25.9666 | 19.4749 | 15.5799 | 12.9833 | 11.1285 | 9.7375 | 8.6555 | 7.79 | 3.895 | 2.5967 | 1.9475 | 1.558 | 1.2983 | 1.1129 | 0.97375 | 0.86555 | 0.779
0.02 | 0.4 | 1223.7583 | 1019.7986 | 874.1131 | 764.8489 | 679.8657 | 611.8792 | 305.9396 | 203.9597 | 152.9698 | 122.3758 | 101.9799 | 87.4113 | 76.4849 | 67.9866 | 61.1879 | 30.594 | 20.396 | 15.297 | 12.2376 | 10.198 | 8.7411 | 7.6485 | 6.7987 | 6.1188 | 3.0594 | 2.0396 | 1.5297 | 1.2238 | 1.0198 | 0.87411 | 0.76485 | 0.67987 | 0.61188
0.02 | 0.5 | 868.1219 | 723.4349 | 620.0871 | 542.5762 | 482.29 | 434.061 | 217.0305 | 144.687 | 108.5152 | 86.8122 | 72.3435 | 62.0087 | 54.2576 | 48.229 | 43.4061 | 21.703 | 14.4687 | 10.8515 | 8.6812 | 7.2343 | 6.2009 | 5.4258 | 4.8229 | 4.3406 | 2.1703 | 1.4469 | 1.0852 | 0.86812 | 0.72343 | 0.62009 | 0.54258 | 0.48229 | 0.43406
0.02 | 0.6 | 702.2092 | 585.1743 | 501.578 | 438.8807 | 390.1162 | 351.1046 | 175.5523 | 117.0349 | 87.7761 | 70.2209 | 58.5174 | 50.1578 | 43.8881 | 39.0116 | 35.1105 | 17.5552 | 11.7035 | 8.7776 | 7.0221 | 5.8517 | 5.0158 | 4.3888 | 3.9012 | 3.511 | 1.7555 | 1.1703 | 0.87776 | 0.70221 | 0.58517 | 0.50158 | 0.43888 | 0.39012 | 0.3511
0.02 | 0.7 | 575.9466 | 479.9555 | 411.3904 | 359.9666 | 319.9703 | 287.9733 | 143.9867 | 95.9911 | 71.9933 | 57.5947 | 47.9956 | 41.139 | 35.9967 | 31.997 | 28.7973 | 14.3987 | 9.5991 | 7.1993 | 5.7595 | 4.7996 | 4.1139 | 3.5997 | 3.1997 | 2.8797 | 1.4399 | 0.95991 | 0.71993 | 0.57595 | 0.47996 | 0.41139 | 0.35997 | 0.31997 | 0.28797
0.02 | 0.8 | 475.9727 | 396.6439 | 339.9805 | 297.4829 | 264.4293 | 237.9863 | 118.9932 | 79.3288 | 59.4966 | 47.5973 | 39.6644 | 33.998 | 29.7483 | 26.4429 | 23.7986 | 11.8993 | 7.9329 | 5.9497 | 4.7597 | 3.9664 | 3.3998 | 2.9748 | 2.6443 | 2.3799 | 1.1899 | 0.79329 | 0.59497 | 0.47597 | 0.39664 | 0.33998 | 0.29748 | 0.26443 | 0.23799
0.02 | 0.9 | 431.6131 | 359.6776 | 308.295 | 269.7582 | 239.785 | 215.8065 | 107.9033 | 71.9355 | 53.9516 | 43.1613 | 35.9678 | 30.8295 | 26.9758 | 23.9785 | 21.5807 | 10.7903 | 7.1936 | 5.3952 | 4.3161 | 3.5968 | 3.083 | 2.6976 | 2.3979 | 2.1581 | 1.079 | 0.71936 | 0.53952 | 0.43161 | 0.35968 | 0.3083 | 0.26976 | 0.23979 | 0.21581
0.02 | 1 | 448.4886 | 373.7405 | 320.349 | 280.3054 | 249.1603 | 224.2443 | 112.1221 | 74.7481 | 56.0611 | 44.8489 | 37.374 | 32.0349 | 28.0305 | 24.916 | 22.4244 | 11.2122 | 7.4748 | 5.6061 | 4.4849 | 3.7374 | 3.2035 | 2.8031 | 2.4916 | 2.2424 | 1.1212 | 0.74748 | 0.56061 | 0.44849 | 0.37374 | 0.32035 | 0.28031 | 0.24916 | 0.22424
0.02 | 1.25 | 540.7272 | 450.606 | 386.2337 | 337.9545 | 300.404 | 270.3636 | 135.1818 | 90.1212 | 67.5909 | 54.0727 | 45.0606 | 38.6234 | 33.7954 | 30.0404 | 27.0364 | 13.5182 | 9.0121 | 6.7591 | 5.4073 | 4.5061 | 3.8623 | 3.3795 | 3.004 | 2.7036 | 1.3518 | 0.90121 | 0.67591 | 0.54073 | 0.45061 | 0.38623 | 0.33795 | 0.3004 | 0.27036
0.02 | 1.5 | 776.0181 | 646.6818 | 554.2987 | 485.0113 | 431.1212 | 388.0091 | 194.0045 | 129.3364 | 97.0023 | 77.6018 | 64.6682 | 55.4299 | 48.5011 | 43.1121 | 38.8009 | 19.4005 | 12.9336 | 9.7002 | 7.7602 | 6.4668 | 5.543 | 4.8501 | 4.3112 | 3.8801 | 1.94 | 1.2934 | 0.97002 | 0.77602 | 0.64668 | 0.5543 | 0.48501 | 0.43112 | 0.38801
0.02 | 1.75 | 2882.8734 | 2402.3945 | 2059.1953 | 1801.7959 | 1601.5964 | 1441.4367 | 720.7184 | 480.4789 | 360.3592 | 288.2873 | 240.2395 | 205.9195 | 180.1796 | 160.1596 | 144.1437 | 72.0718 | 48.0479 | 36.0359 | 28.8287 | 24.0239 | 20.592 | 18.018 | 16.016 | 14.4144 | 7.2072 | 4.8048 | 3.6036 | 2.8829 | 2.4024 | 2.0592 | 1.8018 | 1.6016 | 1.4414
0.02 | 2 | 4454.5397 | 3712.1164 | 3181.8141 | 2784.0873 | 2474.7443 | 2227.2699 | 1113.6349 | 742.4233 | 556.8175 | 445.454 | 371.2116 | 318.1814 | 278.4087 | 247.4744 | 222.727 | 111.3635 | 74.2423 | 55.6817 | 44.5454 | 37.1212 | 31.8181 | 27.8409 | 24.7474 | 22.2727 | 11.1363 | 7.4242 | 5.5682 | 4.4545 | 3.7121 | 3.1818 | 2.7841 | 2.4747 | 2.2273
0.02 | 2.25 | 4486.8448 | 3739.0373 | 3204.8891 | 2804.278 | 2492.6916 | 2243.4224 | 1121.7112 | 747.8075 | 560.8556 | 448.6845 | 373.9037 | 320.4889 | 280.4278 | 249.2692 | 224.3422 | 112.1711 | 74.7807 | 56.0856 | 44.8684 | 37.3904 | 32.0489 | 28.0428 | 24.9269 | 22.4342 | 11.2171 | 7.4781 | 5.6086 | 4.4868 | 3.739 | 3.2049 | 2.8043 | 2.4927 | 2.2434
0.02 | 2.5 | 2137.1165 | 1780.9304 | 1526.5118 | 1335.6978 | 1187.287 | 1068.5583 | 534.2791 | 356.1861 | 267.1396 | 213.7117 | 178.093 | 152.6512 | 133.5698 | 118.7287 | 106.8558 | 53.4279 | 35.6186 | 26.714 | 21.3712 | 17.8093 | 15.2651 | 13.357 | 11.8729 | 10.6856 | 5.3428 | 3.5619 | 2.6714 | 2.1371 | 1.7809 | 1.5265 | 1.3357 | 1.1873 | 1.0686
0.02 | 2.75 | 788.0034 | 656.6695 | 562.8596 | 492.5021 | 437.7797 | 394.0017 | 197.0009 | 131.3339 | 98.5004 | 78.8003 | 65.667 | 56.286 | 49.2502 | 43.778 | 39.4002 | 19.7001 | 13.1334 | 9.85 | 7.88 | 6.5667 | 5.6286 | 4.925 | 4.3778 | 3.94 | 1.97 | 1.3133 | 0.985 | 0.788 | 0.65667 | 0.56286 | 0.4925 | 0.43778 | 0.394
0.02 | 3 | 507.6923 | 423.077 | 362.6374 | 317.3077 | 282.0513 | 253.8462 | 126.9231 | 84.6154 | 63.4615 | 50.7692 | 42.3077 | 36.2637 | 31.7308 | 28.2051 | 25.3846 | 12.6923 | 8.4615 | 6.3462 | 5.0769 | 4.2308 | 3.6264 | 3.1731 | 2.8205 | 2.5385 | 1.2692 | 0.84615 | 0.63462 | 0.50769 | 0.42308 | 0.36264 | 0.31731 | 0.28205 | 0.25385
0.02 | 3.25 | 424.1425 | 353.4521 | 302.9589 | 265.089 | 235.6347 | 212.0712 | 106.0356 | 70.6904 | 53.0178 | 42.4142 | 35.3452 | 30.2959 | 26.5089 | 23.5635 | 21.2071 | 10.6036 | 7.069 | 5.3018 | 4.2414 | 3.5345 | 3.0296 | 2.6509 | 2.3563 | 2.1207 | 1.0604 | 0.7069 | 0.53018 | 0.42414 | 0.35345 | 0.30296 | 0.26509 | 0.23563 | 0.21207
0.02 | 3.5 | 678.9795 | 565.8163 | 484.9854 | 424.3622 | 377.2109 | 339.4898 | 169.7449 | 113.1633 | 84.8724 | 67.898 | 56.5816 | 48.4985 | 42.4362 | 37.7211 | 33.949 | 16.9745 | 11.3163 | 8.4872 | 6.7898 | 5.6582 | 4.8499 | 4.2436 | 3.7721 | 3.3949 | 1.6974 | 1.1316 | 0.84872 | 0.67898 | 0.56582 | 0.48499 | 0.42436 | 0.37721 | 0.33949
0.02 | 3.75 | 986.5835 | 822.1529 | 704.7025 | 616.6147 | 548.1019 | 493.2917 | 246.6459 | 164.4306 | 123.3229 | 98.6583 | 82.2153 | 70.4702 | 61.6615 | 54.8102 | 49.3292 | 24.6646 | 16.4431 | 12.3323 | 9.8658 | 8.2215 | 7.047 | 6.1661 | 5.481 | 4.9329 | 2.4665 | 1.6443 | 1.2332 | 0.98658 | 0.82215 | 0.7047 | 0.61661 | 0.5481 | 0.49329
0.02 | 4 | 941.936 | 784.9467 | 672.8114 | 588.71 | 523.2978 | 470.968 | 235.484 | 156.9893 | 117.742 | 94.1936 | 78.4947 | 67.2811 | 58.871 | 52.3298 | 47.0968 | 23.5484 | 15.6989 | 11.7742 | 9.4194 | 7.8495 | 6.7281 | 5.8871 | 5.233 | 4.7097 | 2.3548 | 1.5699 | 1.1774 | 0.94194 | 0.78495 | 0.67281 | 0.58871 | 0.5233 | 0.47097
0.02 | 4.25 | 798.698 | 665.5816 | 570.4985 | 499.1862 | 443.7211 | 399.349 | 199.6745 | 133.1163 | 99.8372 | 79.8698 | 66.5582 | 57.0499 | 49.9186 | 44.3721 | 39.9349 | 19.9674 | 13.3116 | 9.9837 | 7.987 | 6.6558 | 5.705 | 4.9919 | 4.4372 | 3.9935 | 1.9967 | 1.3312 | 0.99837 | 0.7987 | 0.66558 | 0.5705 | 0.49919 | 0.44372 | 0.39935
0.02 | 4.5 | 979.399 | 816.1658 | 699.5707 | 612.1243 | 544.1105 | 489.6995 | 244.8497 | 163.2332 | 122.4249 | 97.9399 | 81.6166 | 69.9571 | 61.2124 | 54.4111 | 48.9699 | 24.485 | 16.3233 | 12.2425 | 9.794 | 8.1617 | 6.9957 | 6.1212 | 5.4411 | 4.897 | 2.4485 | 1.6323 | 1.2242 | 0.9794 | 0.81617 | 0.69957 | 0.61212 | 0.54411 | 0.4897
0.02 | 4.75 | 784.2532 | 653.5443 | 560.1809 | 490.1583 | 435.6962 | 392.1266 | 196.0633 | 130.7089 | 98.0317 | 78.4253 | 65.3544 | 56.0181 | 49.0158 | 43.5696 | 39.2127 | 19.6063 | 13.0709 | 9.8032 | 7.8425 | 6.5354 | 5.6018 | 4.9016 | 4.357 | 3.9213 | 1.9606 | 1.3071 | 0.98032 | 0.78425 | 0.65354 | 0.56018 | 0.49016 | 0.4357 | 0.39213
0.02 | 5 | 412.8946 | 344.0788 | 294.9247 | 258.0591 | 229.3859 | 206.4473 | 103.2236 | 68.8158 | 51.6118 | 41.2895 | 34.4079 | 29.4925 | 25.8059 | 22.9386 | 20.6447 | 10.3224 | 6.8816 | 5.1612 | 4.1289 | 3.4408 | 2.9492 | 2.5806 | 2.2939 | 2.0645 | 1.0322 | 0.68816 | 0.51612 | 0.41289 | 0.34408 | 0.29492 | 0.25806 | 0.22939 | 0.20645
0.02 | 5.5 | 546.8886 | 455.7405 | 390.6347 | 341.8054 | 303.827 | 273.4443 | 136.7222 | 91.1481 | 68.3611 | 54.6889 | 45.5741 | 39.0635 | 34.1805 | 30.3827 | 27.3444 | 13.6722 | 9.1148 | 6.8361 | 5.4689 | 4.5574 | 3.9063 | 3.4181 | 3.0383 | 2.7344 | 1.3672 | 0.91148 | 0.68361 | 0.54689 | 0.45574 | 0.39063 | 0.34181 | 0.30383 | 0.27344
0.02 | 6 | 449.179 | 374.3158 | 320.8421 | 280.7369 | 249.5439 | 224.5895 | 112.2947 | 74.8632 | 56.1474 | 44.9179 | 37.4316 | 32.0842 | 28.0737 | 24.9544 | 22.4589 | 11.2295 | 7.4863 | 5.6147 | 4.4918 | 3.7432 | 3.2084 | 2.8074 | 2.4954 | 2.2459 | 1.1229 | 0.74863 | 0.56147 | 0.44918 | 0.37432 | 0.32084 | 0.28074 | 0.24954 | 0.22459
0.02 | 6.5 | 456.1232 | 380.1027 | 325.8023 | 285.077 | 253.4018 | 228.0616 | 114.0308 | 76.0205 | 57.0154 | 45.6123 | 38.0103 | 32.5802 | 28.5077 | 25.3402 | 22.8062 | 11.4031 | 7.6021 | 5.7015 | 4.5612 | 3.801 | 3.258 | 2.8508 | 2.534 | 2.2806 | 1.1403 | 0.76021 | 0.57015 | 0.45612 | 0.3801 | 0.3258 | 0.28508 | 0.2534 | 0.22806
0.02 | 7 | 335.8887 | 279.9072 | 239.9205 | 209.9304 | 186.6048 | 167.9443 | 83.9722 | 55.9814 | 41.9861 | 33.5889 | 27.9907 | 23.992 | 20.993 | 18.6605 | 16.7944 | 8.3972 | 5.5981 | 4.1986 | 3.3589 | 2.7991 | 2.3992 | 2.0993 | 1.866 | 1.6794 | 0.83972 | 0.55981 | 0.41986 | 0.33589 | 0.27991 | 0.23992 | 0.20993 | 0.1866 | 0.16794
0.02 | 7.5 | 153.8406 | 128.2005 | 109.8862 | 96.1504 | 85.467 | 76.9203 | 38.4602 | 25.6401 | 19.2301 | 15.3841 | 12.8201 | 10.9886 | 9.615 | 8.5467 | 7.692 | 3.846 | 2.564 | 1.923 | 1.5384 | 1.282 | 1.0989 | 0.9615 | 0.85467 | 0.7692 | 0.3846 | 0.2564 | 0.1923 | 0.15384 | 0.1282 | 0.10989 | 0.09615 | 0.085467 | 0.07692
0.02 | 8 | 137.8579 | 114.8816 | 98.47 | 86.1612 | 76.5877 | 68.929 | 34.4645 | 22.9763 | 17.2322 | 13.7858 | 11.4882 | 9.847 | 8.6161 | 7.6588 | 6.8929 | 3.4464 | 2.2976 | 1.7232 | 1.3786 | 1.1488 | 0.9847 | 0.86161 | 0.76588 | 0.68929 | 0.34464 | 0.22976 | 0.17232 | 0.13786 | 0.11488 | 0.09847 | 0.086161 | 0.076588 | 0.068929
0.02 | 8.5 | 189.5665 | 157.9721 | 135.4047 | 118.4791 | 105.3147 | 94.7833 | 47.3916 | 31.5944 | 23.6958 | 18.9567 | 15.7972 | 13.5405 | 11.8479 | 10.5315 | 9.4783 | 4.7392 | 3.1594 | 2.3696 | 1.8957 | 1.5797 | 1.354 | 1.1848 | 1.0531 | 0.94783 | 0.47392 | 0.31594 | 0.23696 | 0.18957 | 0.15797 | 0.1354 | 0.11848 | 0.10531 | 0.094783
0.02 | 9 | 139.9095 | 116.5913 | 99.9354 | 87.4435 | 77.7275 | 69.9548 | 34.9774 | 23.3183 | 17.4887 | 13.991 | 11.6591 | 9.9935 | 8.7443 | 7.7728 | 6.9955 | 3.4977 | 2.3318 | 1.7489 | 1.3991 | 1.1659 | 0.99935 | 0.87443 | 0.77728 | 0.69955 | 0.34977 | 0.23318 | 0.17489 | 0.13991 | 0.11659 | 0.099935 | 0.087443 | 0.077728 | 0.069955
0.02 | 9.5 | 150.7073 | 125.5894 | 107.648 | 94.192 | 83.7263 | 75.3536 | 37.6768 | 25.1179 | 18.8384 | 15.0707 | 12.5589 | 10.7648 | 9.4192 | 8.3726 | 7.5354 | 3.7677 | 2.5118 | 1.8838 | 1.5071 | 1.2559 | 1.0765 | 0.94192 | 0.83726 | 0.75354 | 0.37677 | 0.25118 | 0.18838 | 0.15071 | 0.12559 | 0.10765 | 0.094192 | 0.083726 | 0.075354
0.02 | 10 | 148.5846 | 123.8205 | 106.1318 | 92.8654 | 82.547 | 74.2923 | 37.1461 | 24.7641 | 18.5731 | 14.8585 | 12.382 | 10.6132 | 9.2865 | 8.2547 | 7.4292 | 3.7146 | 2.4764 | 1.8573 | 1.4858 | 1.2382 | 1.0613 | 0.92865 | 0.82547 | 0.74292 | 0.37146 | 0.24764 | 0.18573 | 0.14858 | 0.12382 | 0.10613 | 0.092865 | 0.082547 | 0.074292
0.02 | 12 | 112.155 | 93.4625 | 80.1107 | 70.0969 | 62.3083 | 56.0775 | 28.0388 | 18.6925 | 14.0194 | 11.2155 | 9.3463 | 8.0111 | 7.0097 | 6.2308 | 5.6078 | 2.8039 | 1.8693 | 1.4019 | 1.1216 | 0.93463 | 0.80111 | 0.70097 | 0.62308 | 0.56078 | 0.28039 | 0.18693 | 0.14019 | 0.11216 | 0.093463 | 0.080111 | 0.070097 | 0.062308 | 0.056078
0.02 | 14 | 63.8733 | 53.2278 | 45.6238 | 39.9208 | 35.4852 | 31.9367 | 15.9683 | 10.6456 | 7.9842 | 6.3873 | 5.3228 | 4.5624 | 3.9921 | 3.5485 | 3.1937 | 1.5968 | 1.0646 | 0.79842 | 0.63873 | 0.53228 | 0.45624 | 0.39921 | 0.35485 | 0.31937 | 0.15968 | 0.10646 | 0.079842 | 0.063873 | 0.053228 | 0.045624 | 0.039921 | 0.035485 | 0.031937
0.02 | 16 | 48.9607 | 40.8006 | 34.9719 | 30.6004 | 27.2004 | 24.4804 | 12.2402 | 8.1601 | 6.1201 | 4.8961 | 4.0801 | 3.4972 | 3.06 | 2.72 | 2.448 | 1.224 | 0.81601 | 0.61201 | 0.48961 | 0.40801 | 0.34972 | 0.306 | 0.272 | 0.2448 | 0.1224 | 0.081601 | 0.061201 | 0.048961 | 0.040801 | 0.034972 | 0.0306 | 0.0272 | 0.02448
0.02 | 18 | 39.91 | 33.2583 | 28.5071 | 24.9438 | 22.1722 | 19.955 | 9.9775 | 6.6517 | 4.9888 | 3.991 | 3.3258 | 2.8507 | 2.4944 | 2.2172 | 1.9955 | 0.99775 | 0.66517 | 0.49888 | 0.3991 | 0.33258 | 0.28507 | 0.24944 | 0.22172 | 0.19955 | 0.099775 | 0.066517 | 0.049888 | 0.03991 | 0.033258 | 0.028507 | 0.024944 | 0.022172 | 0.019955
0.02 | 20 | 32.4829 | 27.0691 | 23.202 | 20.3018 | 18.046 | 16.2414 | 8.1207 | 5.4138 | 4.0604 | 3.2483 | 2.7069 | 2.3202 | 2.0302 | 1.8046 | 1.6241 | 0.81207 | 0.54138 | 0.40604 | 0.32483 | 0.27069 | 0.23202 | 0.20302 | 0.18046 | 0.16241 | 0.081207 | 0.054138 | 0.040604 | 0.032483 | 0.027069 | 0.023202 | 0.020302 | 0.018046 | 0.016241
0.02 | 25 | 20.1195 | 16.7662 | 14.371 | 12.5747 | 11.1775 | 10.0597 | 5.0299 | 3.3532 | 2.5149 | 2.0119 | 1.6766 | 1.4371 | 1.2575 | 1.1177 | 1.006 | 0.50299 | 0.33532 | 0.25149 | 0.20119 | 0.16766 | 0.14371 | 0.12575 | 0.11177 | 0.1006 | 0.050299 | 0.033532 | 0.025149 | 0.020119 | 0.016766 | 0.014371 | 0.012575 | 0.011177 | 0.01006
0.02 | 30 | 12.3565 | 10.297 | 8.826 | 7.7228 | 6.8647 | 6.1782 | 3.0891 | 2.0594 | 1.5446 | 1.2356 | 1.0297 | 0.8826 | 0.77228 | 0.68647 | 0.61782 | 0.30891 | 0.20594 | 0.15446 | 0.12356 | 0.10297 | 0.08826 | 0.077228 | 0.068647 | 0.061782 | 0.030891 | 0.020594 | 0.015446 | 0.012356 | 0.010297 | 0.008826 | 0.0077228 | 0.0068647 | 0.0061782
0.02 | 35 | 8.9757 | 7.4798 | 6.4112 | 5.6098 | 4.9865 | 4.4879 | 2.2439 | 1.496 | 1.122 | 0.89757 | 0.74798 | 0.64112 | 0.56098 | 0.49865 | 0.44879 | 0.22439 | 0.1496 | 0.1122 | 0.089757 | 0.074798 | 0.064112 | 0.056098 | 0.049865 | 0.044879 | 0.022439 | 0.01496 | 0.01122 | 0.0089757 | 0.0074798 | 0.0064112 | 0.0056098 | 0.0049865 | 0.0044879
0.02 | 40 | 6.8147 | 5.6789 | 4.8677 | 4.2592 | 3.786 | 3.4074 | 1.7037 | 1.1358 | 0.85184 | 0.68147 | 0.56789 | 0.48677 | 0.42592 | 0.3786 | 0.34074 | 0.17037 | 0.11358 | 0.085184 | 0.068147 | 0.056789 | 0.048677 | 0.042592 | 0.03786 | 0.034074 | 0.017037 | 0.011358 | 0.0085184 | 0.0068147 | 0.0056789 | 0.0048677 | 0.0042592 | 0.003786 | 0.0034074
0.02 | 45 | 5.3727 | 4.4773 | 3.8376 | 3.3579 | 2.9848 | 2.6864 | 1.3432 | 0.89545 | 0.67159 | 0.53727 | 0.44773 | 0.38376 | 0.33579 | 0.29848 | 0.26864 | 0.13432 | 0.089545 | 0.067159 | 0.053727 | 0.044773 | 0.038376 | 0.033579 | 0.029848 | 0.026864 | 0.013432 | 0.0089545 | 0.0067159 | 0.0053727 | 0.0044773 | 0.0038376 | 0.0033579 | 0.0029848 | 0.0026864
0.02 | 50 | 3.9456 | 3.288 | 2.8183 | 2.466 | 2.192 | 1.9728 | 0.98641 | 0.65761 | 0.49321 | 0.39456 | 0.3288 | 0.28183 | 0.2466 | 0.2192 | 0.19728 | 0.098641 | 0.065761 | 0.049321 | 0.039456 | 0.03288 | 0.028183 | 0.02466 | 0.02192 | 0.019728 | 0.0098641 | 0.0065761 | 0.0049321 | 0.0039456 | 0.003288 | 0.0028183 | 0.002466 | 0.002192 | 0.0019728
0.02 | 55 | 3.2466 | 2.7055 | 2.319 | 2.0291 | 1.8037 | 1.6233 | 0.81165 | 0.5411 | 0.40582 | 0.32466 | 0.27055 | 0.2319 | 0.20291 | 0.18037 | 0.16233 | 0.081165 | 0.05411 | 0.040582 | 0.032466 | 0.027055 | 0.02319 | 0.020291 | 0.018037 | 0.016233 | 0.0081165 | 0.005411 | 0.0040582 | 0.0032466 | 0.0027055 | 0.002319 | 0.0020291 | 0.0018037 | 0.0016233
0.02 | 60 | 2.9673 | 2.4727 | 2.1195 | 1.8545 | 1.6485 | 1.4836 | 0.74182 | 0.49455 | 0.37091 | 0.29673 | 0.24727 | 0.21195 | 0.18545 | 0.16485 | 0.14836 | 0.074182 | 0.049455 | 0.037091 | 0.029673 | 0.024727 | 0.021195 | 0.018545 | 0.016485 | 0.014836 | 0.0074182 | 0.0049455 | 0.0037091 | 0.0029673 | 0.0024727 | 0.0021195 | 0.0018545 | 0.0016485 | 0.0014836
0.02 | 65 | 2.2677 | 1.8898 | 1.6198 | 1.4173 | 1.2599 | 1.1339 | 0.56693 | 0.37796 | 0.28347 | 0.22677 | 0.18898 | 0.16198 | 0.14173 | 0.12599 | 0.11339 | 0.056693 | 0.037796 | 0.028347 | 0.022677 | 0.018898 | 0.016198 | 0.014173 | 0.012599 | 0.011339 | 0.0056693 | 0.0037796 | 0.0028347 | 0.0022677 | 0.0018898 | 0.0016198 | 0.0014173 | 0.0012599 | 0.0011339
0.02 | 70 | 2.033 | 1.6941 | 1.4521 | 1.2706 | 1.1294 | 1.0165 | 0.50824 | 0.33883 | 0.25412 | 0.2033 | 0.16941 | 0.14521 | 0.12706 | 0.11294 | 0.10165 | 0.050824 | 0.033883 | 0.025412 | 0.02033 | 0.016941 | 0.014521 | 0.012706 | 0.011294 | 0.010165 | 0.0050824 | 0.0033883 | 0.0025412 | 0.002033 | 0.0016941 | 0.0014521 | 0.0012706 | 0.0011294 | 0.0010165
0.02 | 75 | 1.7263 | 1.4386 | 1.2331 | 1.079 | 0.95907 | 0.86317 | 0.43158 | 0.28772 | 0.21579 | 0.17263 | 0.14386 | 0.12331 | 0.1079 | 0.095907 | 0.086317 | 0.043158 | 0.028772 | 0.021579 | 0.017263 | 0.014386 | 0.012331 | 0.01079 | 0.0095907 | 0.0086317 | 0.0043158 | 0.0028772 | 0.0021579 | 0.0017263 | 0.0014386 | 0.0012331 | 0.001079 | 0.00095907 | 0.00086317
0.02 | 80 | 1.5505 | 1.2921 | 1.1075 | 0.96907 | 0.8614 | 0.77526 | 0.38763 | 0.25842 | 0.19381 | 0.15505 | 0.12921 | 0.11075 | 0.096907 | 0.08614 | 0.077526 | 0.038763 | 0.025842 | 0.019381 | 0.015505 | 0.012921 | 0.011075 | 0.0096907 | 0.008614 | 0.0077526 | 0.0038763 | 0.0025842 | 0.0019381 | 0.0015505 | 0.0012921 | 0.0011075 | 0.00096907 | 0.0008614 | 0.00077526
0.02 | 85 | 1.4854 | 1.2378 | 1.061 | 0.92837 | 0.82522 | 0.7427 | 0.37135 | 0.24757 | 0.18567 | 0.14854 | 0.12378 | 0.1061 | 0.092837 | 0.082522 | 0.07427 | 0.037135 | 0.024757 | 0.018567 | 0.014854 | 0.012378 | 0.01061 | 0.0092837 | 0.0082522 | 0.007427 | 0.0037135 | 0.0024757 | 0.0018567 | 0.0014854 | 0.0012378 | 0.001061 | 0.00092837 | 0.00082522 | 0.0007427
0.02 | 90 | 1.2487 | 1.0405 | 0.8919 | 0.78041 | 0.6937 | 0.62433 | 0.31216 | 0.20811 | 0.15608 | 0.12487 | 0.10405 | 0.08919 | 0.078041 | 0.06937 | 0.062433 | 0.031216 | 0.020811 | 0.015608 | 0.012487 | 0.010405 | 0.008919 | 0.0078041 | 0.006937 | 0.0062433 | 0.0031216 | 0.0020811 | 0.0015608 | 0.0012487 | 0.0010405 | 0.0008919 | 0.00078041 | 0.0006937 | 0.00062433
0.02 | 95 | 1.1718 | 0.97653 | 0.83702 | 0.73239 | 0.65102 | 0.58592 | 0.29296 | 0.19531 | 0.14648 | 0.11718 | 0.097653 | 0.083702 | 0.073239 | 0.065102 | 0.058592 | 0.029296 | 0.019531 | 0.014648 | 0.011718 | 0.0097653 | 0.0083702 | 0.0073239 | 0.0065102 | 0.0058592 | 0.0029296 | 0.0019531 | 0.0014648 | 0.0011718 | 0.00097653 | 0.00083702 | 0.00073239 | 0.00065102 | 0.00058592
0.02 | 100 | 1.061 | 0.88419 | 0.75788 | 0.66314 | 0.58946 | 0.53051 | 0.26526 | 0.17684 | 0.13263 | 0.1061 | 0.088419 | 0.075788 | 0.066314 | 0.058946 | 0.053051 | 0.026526 | 0.017684 | 0.013263 | 0.01061 | 0.0088419 | 0.0075788 | 0.0066314 | 0.0058946 | 0.0053051 | 0.0026526 | 0.0017684 | 0.0013263 | 0.001061 | 0.00088419 | 0.00075788 | 0.00066314 | 0.00058946 | 0.00053051
0.025 | 0.1 | 4715.6047 | 3929.6706 | 3368.2891 | 2947.2529 | 2619.7804 | 2357.8023 | 1178.9012 | 785.9341 | 589.4506 | 471.5605 | 392.9671 | 336.8289 | 294.7253 | 261.978 | 235.7802 | 117.8901 | 78.5934 | 58.9451 | 47.156 | 39.2967 | 33.6829 | 29.4725 | 26.1978 | 23.578 | 11.789 | 7.8593 | 5.8945 | 4.7156 | 3.9297 | 3.3683 | 2.9473 | 2.6198 | 2.3578
0.025 | 0.2 | 2425.3053 | 2021.0877 | 1732.3609 | 1515.8158 | 1347.3918 | 1212.6526 | 606.3263 | 404.2175 | 303.1632 | 242.5305 | 202.1088 | 173.2361 | 151.5816 | 134.7392 | 121.2653 | 60.6326 | 40.4218 | 30.3163 | 24.2531 | 20.2109 | 17.3236 | 15.1582 | 13.4739 | 12.1265 | 6.0633 | 4.0422 | 3.0316 | 2.4253 | 2.0211 | 1.7324 | 1.5158 | 1.3474 | 1.2127
0.025 | 0.3 | 1453.6885 | 1211.4071 | 1038.3489 | 908.5553 | 807.6047 | 726.8443 | 363.4221 | 242.2814 | 181.7111 | 145.3689 | 121.1407 | 103.8349 | 90.8555 | 80.7605 | 72.6844 | 36.3422 | 24.2281 | 18.1711 | 14.5369 | 12.1141 | 10.3835 | 9.0856 | 8.076 | 7.2684 | 3.6342 | 2.4228 | 1.8171 | 1.4537 | 1.2114 | 1.0383 | 0.90856 | 0.8076 | 0.72684
0.025 | 0.4 | 1123.7332 | 936.4443 | 802.6666 | 702.3332 | 624.2962 | 561.8666 | 280.9333 | 187.2889 | 140.4666 | 112.3733 | 93.6444 | 80.2667 | 70.2333 | 62.4296 | 56.1867 | 28.0933 | 18.7289 | 14.0467 | 11.2373 | 9.3644 | 8.0267 | 7.0233 | 6.243 | 5.6187 | 2.8093 | 1.8729 | 1.4047 | 1.1237 | 0.93644 | 0.80267 | 0.70233 | 0.6243 | 0.56187
0.025 | 0.5 | 773.2529 | 644.3774 | 552.3235 | 483.2831 | 429.585 | 386.6265 | 193.3132 | 128.8755 | 96.6566 | 77.3253 | 64.4377 | 55.2324 | 48.3283 | 42.9585 | 38.6626 | 19.3313 | 12.8875 | 9.6657 | 7.7325 | 6.4438 | 5.5232 | 4.8328 | 4.2958 | 3.8663 | 1.9331 | 1.2888 | 0.96657 | 0.77325 | 0.64438 | 0.55232 | 0.48328 | 0.42958 | 0.38663
0.025 | 0.6 | 610.5429 | 508.7858 | 436.1021 | 381.5893 | 339.1905 | 305.2715 | 152.6357 | 101.7572 | 76.3179 | 61.0543 | 50.8786 | 43.6102 | 38.1589 | 33.9191 | 30.5271 | 15.2636 | 10.1757 | 7.6318 | 6.1054 | 5.0879 | 4.361 | 3.8159 | 3.3919 | 3.0527 | 1.5264 | 1.0176 | 0.76318 | 0.61054 | 0.50879 | 0.4361 | 0.38159 | 0.33919 | 0.30527
0.025 | 0.7 | 501.3298 | 417.7749 | 358.0927 | 313.3312 | 278.5166 | 250.6649 | 125.3325 | 83.555 | 62.6662 | 50.133 | 41.7775 | 35.8093 | 31.3331 | 27.8517 | 25.0665 | 12.5332 | 8.3555 | 6.2666 | 5.0133 | 4.1777 | 3.5809 | 3.1333 | 2.7852 | 2.5066 | 1.2533 | 0.83555 | 0.62666 | 0.50133 | 0.41777 | 0.35809 | 0.31333 | 0.27852 | 0.25066
0.025 | 0.8 | 420.6665 | 350.5554 | 300.4761 | 262.9166 | 233.7036 | 210.3332 | 105.1666 | 70.1111 | 52.5833 | 42.0666 | 35.0555 | 30.0476 | 26.2917 | 23.3704 | 21.0333 | 10.5167 | 7.0111 | 5.2583 | 4.2067 | 3.5056 | 3.0048 | 2.6292 | 2.337 | 2.1033 | 1.0517 | 0.70111 | 0.52583 | 0.42067 | 0.35056 | 0.30048 | 0.26292 | 0.2337 | 0.21033
0.025 | 0.9 | 422.9216 | 352.4347 | 302.0869 | 264.326 | 234.9565 | 211.4608 | 105.7304 | 70.4869 | 52.8652 | 42.2922 | 35.2435 | 30.2087 | 26.4326 | 23.4956 | 21.1461 | 10.573 | 7.0487 | 5.2865 | 4.2292 | 3.5243 | 3.0209 | 2.6433 | 2.3496 | 2.1146 | 1.0573 | 0.70487 | 0.52865 | 0.42292 | 0.35243 | 0.30209 | 0.26433 | 0.23496 | 0.21146
0.025 | 1 | 445.7388 | 371.449 | 318.3849 | 278.5867 | 247.6327 | 222.8694 | 111.4347 | 74.2898 | 55.7173 | 44.5739 | 37.1449 | 31.8385 | 27.8587 | 24.7633 | 22.2869 | 11.1435 | 7.429 | 5.5717 | 4.4574 | 3.7145 | 3.1838 | 2.7859 | 2.4763 | 2.2287 | 1.1143 | 0.7429 | 0.55717 | 0.44574 | 0.37145 | 0.31838 | 0.27859 | 0.24763 | 0.22287
0.025 | 1.25 | 540.9767 | 450.8139 | 386.4119 | 338.1104 | 300.5426 | 270.4883 | 135.2442 | 90.1628 | 67.6221 | 54.0977 | 45.0814 | 38.6412 | 33.811 | 30.0543 | 27.0488 | 13.5244 | 9.0163 | 6.7622 | 5.4098 | 4.5081 | 3.8641 | 3.3811 | 3.0054 | 2.7049 | 1.3524 | 0.90163 | 0.67622 | 0.54098 | 0.45081 | 0.38641 | 0.33811 | 0.30054 | 0.27049
0.025 | 1.5 | 774.2414 | 645.2011 | 553.0295 | 483.9008 | 430.1341 | 387.1207 | 193.5603 | 129.0402 | 96.7802 | 77.4241 | 64.5201 | 55.303 | 48.3901 | 43.0134 | 38.7121 | 19.356 | 12.904 | 9.678 | 7.7424 | 6.452 | 5.5303 | 4.839 | 4.3013 | 3.8712 | 1.9356 | 1.2904 | 0.9678 | 0.77424 | 0.6452 | 0.55303 | 0.4839 | 0.43013 | 0.38712
0.025 | 1.75 | 2600.516 | 2167.0966 | 1857.5114 | 1625.3225 | 1444.7311 | 1300.258 | 650.129 | 433.4193 | 325.0645 | 260.0516 | 216.7097 | 185.7511 | 162.5322 | 144.4731 | 130.0258 | 65.0129 | 43.3419 | 32.5064 | 26.0052 | 21.671 | 18.5751 | 16.2532 | 14.4473 | 13.0026 | 6.5013 | 4.3342 | 3.2506 | 2.6005 | 2.1671 | 1.8575 | 1.6253 | 1.4447 | 1.3003
0.025 | 2 | 3952.6561 | 3293.8801 | 2823.3258 | 2470.41 | 2195.92 | 1976.328 | 988.164 | 658.776 | 494.082 | 395.2656 | 329.388 | 282.3326 | 247.041 | 219.592 | 197.6328 | 98.8164 | 65.8776 | 49.4082 | 39.5266 | 32.9388 | 28.2333 | 24.7041 | 21.9592 | 19.7633 | 9.8816 | 6.5878 | 4.9408 | 3.9527 | 3.2939 | 2.8233 | 2.4704 | 2.1959 | 1.9763
0.025 | 2.25 | 4032.1984 | 3360.1654 | 2880.1417 | 2520.124 | 2240.1102 | 2016.0992 | 1008.0496 | 672.0331 | 504.0248 | 403.2198 | 336.0165 | 288.0142 | 252.0124 | 224.011 | 201.6099 | 100.805 | 67.2033 | 50.4025 | 40.322 | 33.6017 | 28.8014 | 25.2012 | 22.4011 | 20.161 | 10.0805 | 6.7203 | 5.0402 | 4.0322 | 3.3602 | 2.8801 | 2.5201 | 2.2401 | 2.0161
0.025 | 2.5 | 2015.2464 | 1679.372 | 1439.4617 | 1259.529 | 1119.5814 | 1007.6232 | 503.8116 | 335.8744 | 251.9058 | 201.5246 | 167.9372 | 143.9462 | 125.9529 | 111.9581 | 100.7623 | 50.3812 | 33.5874 | 25.1906 | 20.1525 | 16.7937 | 14.3946 | 12.5953 | 11.1958 | 10.0762 | 5.0381 | 3.3587 | 2.5191 | 2.0152 | 1.6794 | 1.4395 | 1.2595 | 1.1196 | 1.0076
0.025 | 2.75 | 788.2175 | 656.8479 | 563.0125 | 492.6359 | 437.8986 | 394.1087 | 197.0544 | 131.3696 | 98.5272 | 78.8217 | 65.6848 | 56.3012 | 49.2636 | 43.7899 | 39.4109 | 19.7054 | 13.137 | 9.8527 | 7.8822 | 6.5685 | 5.6301 | 4.9264 | 4.379 | 3.9411 | 1.9705 | 1.3137 | 0.98527 | 0.78822 | 0.65685 | 0.56301 | 0.49264 | 0.4379 | 0.39411
0.025 | 3 | 511.033 | 425.8608 | 365.0235 | 319.3956 | 283.9072 | 255.5165 | 127.7582 | 85.1722 | 63.8791 | 51.1033 | 42.5861 | 36.5024 | 31.9396 | 28.3907 | 25.5516 | 12.7758 | 8.5172 | 6.3879 | 5.1103 | 4.2586 | 3.6502 | 3.194 | 2.8391 | 2.5552 | 1.2776 | 0.85172 | 0.63879 | 0.51103 | 0.42586 | 0.36502 | 0.3194 | 0.28391 | 0.25552
0.025 | 3.25 | 423.7211 | 353.1009 | 302.6579 | 264.8257 | 235.4006 | 211.8606 | 105.9303 | 70.6202 | 52.9651 | 42.3721 | 35.3101 | 30.2658 | 26.4826 | 23.5401 | 21.1861 | 10.593 | 7.062 | 5.2965 | 4.2372 | 3.531 | 3.0266 | 2.6483 | 2.354 | 2.1186 | 1.0593 | 0.7062 | 0.52965 | 0.42372 | 0.3531 | 0.30266 | 0.26483 | 0.2354 | 0.21186
0.025 | 3.5 | 641.2228 | 534.3523 | 458.0163 | 400.7642 | 356.2349 | 320.6114 | 160.3057 | 106.8705 | 80.1528 | 64.1223 | 53.4352 | 45.8016 | 40.0764 | 35.6235 | 32.0611 | 16.0306 | 10.687 | 8.0153 | 6.4122 | 5.3435 | 4.5802 | 4.0076 | 3.5623 | 3.2061 | 1.6031 | 1.0687 | 0.80153 | 0.64122 | 0.53435 | 0.45802 | 0.40076 | 0.35623 | 0.32061
0.025 | 3.75 | 839.1569 | 699.2974 | 599.3978 | 524.4731 | 466.1983 | 419.5784 | 209.7892 | 139.8595 | 104.8946 | 83.9157 | 69.9297 | 59.9398 | 52.4473 | 46.6198 | 41.9578 | 20.9789 | 13.9859 | 10.4895 | 8.3916 | 6.993 | 5.994 | 5.2447 | 4.662 | 4.1958 | 2.0979 | 1.3986 | 1.0489 | 0.83916 | 0.6993 | 0.5994 | 0.52447 | 0.4662 | 0.41958
0.025 | 4 | 811.3231 | 676.1026 | 579.5165 | 507.077 | 450.7351 | 405.6616 | 202.8308 | 135.2205 | 101.4154 | 81.1323 | 67.6103 | 57.9517 | 50.7077 | 45.0735 | 40.5662 | 20.2831 | 13.5221 | 10.1415 | 8.1132 | 6.761 | 5.7952 | 5.0708 | 4.5074 | 4.0566 | 2.0283 | 1.3522 | 1.0142 | 0.81132 | 0.6761 | 0.57952 | 0.50708 | 0.45074 | 0.40566
0.025 | 4.25 | 718.8667 | 599.0556 | 513.4762 | 449.2917 | 399.3704 | 359.4334 | 179.7167 | 119.8111 | 89.8583 | 71.8867 | 59.9056 | 51.3476 | 44.9292 | 39.937 | 35.9433 | 17.9717 | 11.9811 | 8.9858 | 7.1887 | 5.9906 | 5.1348 | 4.4929 | 3.9937 | 3.5943 | 1.7972 | 1.1981 | 0.89858 | 0.71887 | 0.59906 | 0.51348 | 0.44929 | 0.39937 | 0.35943
0.025 | 4.5 | 896.6302 | 747.1919 | 640.4502 | 560.3939 | 498.1279 | 448.3151 | 224.1576 | 149.4384 | 112.0788 | 89.663 | 74.7192 | 64.045 | 56.0394 | 49.8128 | 44.8315 | 22.4158 | 14.9438 | 11.2079 | 8.9663 | 7.4719 | 6.4045 | 5.6039 | 4.9813 | 4.4832 | 2.2416 | 1.4944 | 1.1208 | 0.89663 | 0.74719 | 0.64045 | 0.56039 | 0.49813 | 0.44832
0.025 | 4.75 | 709.0958 | 590.9132 | 506.497 | 443.1849 | 393.9421 | 354.5479 | 177.2739 | 118.1826 | 88.637 | 70.9096 | 59.0913 | 50.6497 | 44.3185 | 39.3942 | 35.4548 | 17.7274 | 11.8183 | 8.8637 | 7.091 | 5.9091 | 5.065 | 4.4318 | 3.9394 | 3.5455 | 1.7727 | 1.1818 | 0.88637 | 0.7091 | 0.59091 | 0.5065 | 0.44318 | 0.39394 | 0.35455
0.025 | 5 | 389.0014 | 324.1678 | 277.8581 | 243.1259 | 216.1119 | 194.5007 | 97.2503 | 64.8336 | 48.6252 | 38.9001 | 32.4168 | 27.7858 | 24.3126 | 21.6112 | 19.4501 | 9.725 | 6.4834 | 4.8625 | 3.89 | 3.2417 | 2.7786 | 2.4313 | 2.1611 | 1.945 | 0.9725 | 0.64834 | 0.48625 | 0.389 | 0.32417 | 0.27786 | 0.24313 | 0.21611 | 0.1945
0.025 | 5.5 | 476.9366 | 397.4471 | 340.669 | 298.0854 | 264.9648 | 238.4683 | 119.2341 | 79.4894 | 59.6171 | 47.6937 | 39.7447 | 34.0669 | 29.8085 | 26.4965 | 23.8468 | 11.9234 | 7.9489 | 5.9617 | 4.7694 | 3.9745 | 3.4067 | 2.9809 | 2.6496 | 2.3847 | 1.1923 | 0.79489 | 0.59617 | 0.47694 | 0.39745 | 0.34067 | 0.29809 | 0.26496 | 0.23847
0.025 | 6 | 388.4784 | 323.732 | 277.4846 | 242.799 | 215.8213 | 194.2392 | 97.1196 | 64.7464 | 48.5598 | 38.8478 | 32.3732 | 27.7485 | 24.2799 | 21.5821 | 19.4239 | 9.712 | 6.4746 | 4.856 | 3.8848 | 3.2373 | 2.7748 | 2.428 | 2.1582 | 1.9424 | 0.9712 | 0.64746 | 0.4856 | 0.38848 | 0.32373 | 0.27748 | 0.2428 | 0.21582 | 0.19424
0.025 | 6.5 | 389.7979 | 324.8316 | 278.4271 | 243.6237 | 216.5544 | 194.8989 | 97.4495 | 64.9663 | 48.7247 | 38.9798 | 32.4832 | 27.8427 | 24.3624 | 21.6554 | 19.4899 | 9.7449 | 6.4966 | 4.8725 | 3.898 | 3.2483 | 2.7843 | 2.4362 | 2.1655 | 1.949 | 0.97449 | 0.64966 | 0.48725 | 0.3898 | 0.32483 | 0.27843 | 0.24362 | 0.21655 | 0.1949
0.025 | 7 | 313.4751 | 261.2293 | 223.9108 | 195.9219 | 174.1528 | 156.7376 | 78.3688 | 52.2459 | 39.1844 | 31.3475 | 26.1229 | 22.3911 | 19.5922 | 17.4153 | 15.6738 | 7.8369 | 5.2246 | 3.9184 | 3.1348 | 2.6123 | 2.2391 | 1.9592 | 1.7415 | 1.5674 | 0.78369 | 0.52246 | 0.39184 | 0.31348 | 0.26123 | 0.22391 | 0.19592 | 0.17415 | 0.15674
0.025 | 7.5 | 153.3473 | 127.7894 | 109.5338 | 95.8421 | 85.193 | 76.6737 | 38.3368 | 25.5579 | 19.1684 | 15.3347 | 12.7789 | 10.9534 | 9.5842 | 8.5193 | 7.6674 | 3.8337 | 2.5558 | 1.9168 | 1.5335 | 1.2779 | 1.0953 | 0.95842 | 0.85193 | 0.76674 | 0.38337 | 0.25558 | 0.19168 | 0.15335 | 0.12779 | 0.10953 | 0.095842 | 0.085193 | 0.076674
0.025 | 8 | 127.5943 | 106.3286 | 91.1388 | 79.7465 | 70.8857 | 63.7972 | 31.8986 | 21.2657 | 15.9493 | 12.7594 | 10.6329 | 9.1139 | 7.9746 | 7.0886 | 6.3797 | 3.1899 | 2.1266 | 1.5949 | 1.2759 | 1.0633 | 0.91139 | 0.79746 | 0.70886 | 0.63797 | 0.31899 | 0.21266 | 0.15949 | 0.12759 | 0.10633 | 0.091139 | 0.079746 | 0.070886 | 0.063797
0.025 | 8.5 | 168.4489 | 140.3741 | 120.3206 | 105.2806 | 93.5827 | 84.2245 | 42.1122 | 28.0748 | 21.0561 | 16.8449 | 14.0374 | 12.0321 | 10.5281 | 9.3583 | 8.4224 | 4.2112 | 2.8075 | 2.1056 | 1.6845 | 1.4037 | 1.2032 | 1.0528 | 0.93583 | 0.84224 | 0.42112 | 0.28075 | 0.21056 | 0.16845 | 0.14037 | 0.12032 | 0.10528 | 0.093583 | 0.084224
0.025 | 9 | 124.9581 | 104.1317 | 89.2558 | 78.0988 | 69.4212 | 62.479 | 31.2395 | 20.8263 | 15.6198 | 12.4958 | 10.4132 | 8.9256 | 7.8099 | 6.9421 | 6.2479 | 3.124 | 2.0826 | 1.562 | 1.2496 | 1.0413 | 0.89256 | 0.78099 | 0.69421 | 0.62479 | 0.3124 | 0.20826 | 0.1562 | 0.12496 | 0.10413 | 0.089256 | 0.078099 | 0.069421 | 0.062479
0.025 | 9.5 | 127.8006 | 106.5005 | 91.2862 | 79.8754 | 71.0004 | 63.9003 | 31.9502 | 21.3001 | 15.9751 | 12.7801 | 10.6501 | 9.1286 | 7.9875 | 7.1 | 6.39 | 3.195 | 2.13 | 1.5975 | 1.278 | 1.065 | 0.91286 | 0.79875 | 0.71 | 0.639 | 0.3195 | 0.213 | 0.15975 | 0.1278 | 0.1065 | 0.091286 | 0.079875 | 0.071 | 0.0639
0.025 | 10 | 125.7946 | 104.8289 | 89.8533 | 78.6217 | 69.8859 | 62.8973 | 31.4487 | 20.9658 | 15.7243 | 12.5795 | 10.4829 | 8.9853 | 7.8622 | 6.9886 | 6.2897 | 3.1449 | 2.0966 | 1.5724 | 1.2579 | 1.0483 | 0.89853 | 0.78622 | 0.69886 | 0.62897 | 0.31449 | 0.20966 | 0.15724 | 0.12579 | 0.10483 | 0.089853 | 0.078622 | 0.069886 | 0.062897
0.025 | 12 | 93.3697 | 77.8081 | 66.6927 | 58.3561 | 51.8721 | 46.6849 | 23.3424 | 15.5616 | 11.6712 | 9.337 | 7.7808 | 6.6693 | 5.8356 | 5.1872 | 4.6685 | 2.3342 | 1.5562 | 1.1671 | 0.9337 | 0.77808 | 0.66693 | 0.58356 | 0.51872 | 0.46685 | 0.23342 | 0.15562 | 0.11671 | 0.09337 | 0.077808 | 0.066693 | 0.058356 | 0.051872 | 0.046685
0.025 | 14 | 60.8004 | 50.667 | 43.4289 | 38.0003 | 33.778 | 30.4002 | 15.2001 | 10.1334 | 7.6001 | 6.08 | 5.0667 | 4.3429 | 3.8 | 3.3778 | 3.04 | 1.52 | 1.0133 | 0.76001 | 0.608 | 0.50667 | 0.43429 | 0.38 | 0.33778 | 0.304 | 0.152 | 0.10133 | 0.076001 | 0.0608 | 0.050667 | 0.043429 | 0.038 | 0.033778 | 0.0304
0.025 | 16 | 43.2857 | 36.0714 | 30.9184 | 27.0536 | 24.0476 | 21.6429 | 10.8214 | 7.2143 | 5.4107 | 4.3286 | 3.6071 | 3.0918 | 2.7054 | 2.4048 | 2.1643 | 1.0821 | 0.72143 | 0.54107 | 0.43286 | 0.36071 | 0.30918 | 0.27054 | 0.24048 | 0.21643 | 0.10821 | 0.072143 | 0.054107 | 0.043286 | 0.036071 | 0.030918 | 0.027054 | 0.024048 | 0.021643
0.025 | 18 | 36.2887 | 30.2406 | 25.9205 | 22.6804 | 20.1604 | 18.1443 | 9.0722 | 6.0481 | 4.5361 | 3.6289 | 3.0241 | 2.592 | 2.268 | 2.016 | 1.8144 | 0.90722 | 0.60481 | 0.45361 | 0.36289 | 0.30241 | 0.2592 | 0.2268 | 0.2016 | 0.18144 | 0.090722 | 0.060481 | 0.045361 | 0.036289 | 0.030241 | 0.02592 | 0.02268 | 0.02016 | 0.018144
0.025 | 20 | 29.2327 | 24.3606 | 20.8805 | 18.2705 | 16.2404 | 14.6164 | 7.3082 | 4.8721 | 3.6541 | 2.9233 | 2.4361 | 2.0881 | 1.827 | 1.624 | 1.4616 | 0.73082 | 0.48721 | 0.36541 | 0.29233 | 0.24361 | 0.20881 | 0.1827 | 0.1624 | 0.14616 | 0.073082 | 0.048721 | 0.036541 | 0.029233 | 0.024361 | 0.020881 | 0.01827 | 0.01624 | 0.014616
0.025 | 25 | 17.728 | 14.7733 | 12.6629 | 11.08 | 9.8489 | 8.864 | 4.432 | 2.9547 | 2.216 | 1.7728 | 1.4773 | 1.2663 | 1.108 | 0.98489 | 0.8864 | 0.4432 | 0.29547 | 0.2216 | 0.17728 | 0.14773 | 0.12663 | 0.1108 | 0.098489 | 0.08864 | 0.04432 | 0.029547 | 0.02216 | 0.017728 | 0.014773 | 0.012663 | 0.01108 | 0.0098489 | 0.008864
0.025 | 30 | 11.3112 | 9.426 | 8.0794 | 7.0695 | 6.284 | 5.6556 | 2.8278 | 1.8852 | 1.4139 | 1.1311 | 0.9426 | 0.80794 | 0.70695 | 0.6284 | 0.56556 | 0.28278 | 0.18852 | 0.14139 | 0.11311 | 0.09426 | 0.080794 | 0.070695 | 0.06284 | 0.056556 | 0.028278 | 0.018852 | 0.014139 | 0.011311 | 0.009426 | 0.0080794 | 0.0070695 | 0.006284 | 0.0056556
0.025 | 35 | 8.186 | 6.8217 | 5.8472 | 5.1163 | 4.5478 | 4.093 | 2.0465 | 1.3643 | 1.0233 | 0.8186 | 0.68217 | 0.58472 | 0.51163 | 0.45478 | 0.4093 | 0.20465 | 0.13643 | 0.10233 | 0.08186 | 0.068217 | 0.058472 | 0.051163 | 0.045478 | 0.04093 | 0.020465 | 0.013643 | 0.010233 | 0.008186 | 0.0068217 | 0.0058472 | 0.0051163 | 0.0045478 | 0.004093
0.025 | 40 | 6.2242 | 5.1868 | 4.4458 | 3.8901 | 3.4579 | 3.1121 | 1.556 | 1.0374 | 0.77802 | 0.62242 | 0.51868 | 0.44458 | 0.38901 | 0.34579 | 0.31121 | 0.1556 | 0.10374 | 0.077802 | 0.062242 | 0.051868 | 0.044458 | 0.038901 | 0.034579 | 0.031121 | 0.01556 | 0.010374 | 0.0077802 | 0.0062242 | 0.0051868 | 0.0044458 | 0.0038901 | 0.0034579 | 0.0031121
0.025 | 45 | 4.661 | 3.8842 | 3.3293 | 2.9131 | 2.5895 | 2.3305 | 1.1653 | 0.77684 | 0.58263 | 0.4661 | 0.38842 | 0.33293 | 0.29131 | 0.25895 | 0.23305 | 0.11653 | 0.077684 | 0.058263 | 0.04661 | 0.038842 | 0.033293 | 0.029131 | 0.025895 | 0.023305 | 0.011653 | 0.0077684 | 0.0058263 | 0.004661 | 0.0038842 | 0.0033293 | 0.0029131 | 0.0025895 | 0.0023305
0.025 | 50 | 3.5801 | 2.9834 | 2.5572 | 2.2375 | 1.9889 | 1.79 | 0.89502 | 0.59668 | 0.44751 | 0.35801 | 0.29834 | 0.25572 | 0.22375 | 0.19889 | 0.179 | 0.089502 | 0.059668 | 0.044751 | 0.035801 | 0.029834 | 0.025572 | 0.022375 | 0.019889 | 0.0179 | 0.0089502 | 0.0059668 | 0.0044751 | 0.0035801 | 0.0029834 | 0.0025572 | 0.0022375 | 0.0019889 | 0.00179
0.025 | 55 | 2.9521 | 2.4601 | 2.1087 | 1.8451 | 1.6401 | 1.4761 | 0.73803 | 0.49202 | 0.36902 | 0.29521 | 0.24601 | 0.21087 | 0.18451 | 0.16401 | 0.14761 | 0.073803 | 0.049202 | 0.036902 | 0.029521 | 0.024601 | 0.021087 | 0.018451 | 0.016401 | 0.014761 | 0.0073803 | 0.0049202 | 0.0036902 | 0.0029521 | 0.0024601 | 0.0021087 | 0.0018451 | 0.0016401 | 0.0014761
0.025 | 60 | 2.5159 | 2.0966 | 1.7971 | 1.5724 | 1.3977 | 1.2579 | 0.62897 | 0.41931 | 0.31449 | 0.25159 | 0.20966 | 0.17971 | 0.15724 | 0.13977 | 0.12579 | 0.062897 | 0.041931 | 0.031449 | 0.025159 | 0.020966 | 0.017971 | 0.015724 | 0.013977 | 0.012579 | 0.0062897 | 0.0041931 | 0.0031449 | 0.0025159 | 0.0020966 | 0.0017971 | 0.0015724 | 0.0013977 | 0.0012579
0.025 | 65 | 2.1133 | 1.7611 | 1.5095 | 1.3208 | 1.1741 | 1.0567 | 0.52833 | 0.35222 | 0.26416 | 0.21133 | 0.17611 | 0.15095 | 0.13208 | 0.11741 | 0.10567 | 0.052833 | 0.035222 | 0.026416 | 0.021133 | 0.017611 | 0.015095 | 0.013208 | 0.011741 | 0.010567 | 0.0052833 | 0.0035222 | 0.0026416 | 0.0021133 | 0.0017611 | 0.0015095 | 0.0013208 | 0.0011741 | 0.0010567
0.025 | 70 | 1.8065 | 1.5054 | 1.2903 | 1.129 | 1.0036 | 0.90323 | 0.45161 | 0.30108 | 0.22581 | 0.18065 | 0.15054 | 0.12903 | 0.1129 | 0.10036 | 0.090323 | 0.045161 | 0.030108 | 0.022581 | 0.018065 | 0.015054 | 0.012903 | 0.01129 | 0.010036 | 0.0090323 | 0.0045161 | 0.0030108 | 0.0022581 | 0.0018065 | 0.0015054 | 0.0012903 | 0.001129 | 0.0010036 | 0.00090323
0.025 | 75 | 1.5765 | 1.3138 | 1.1261 | 0.98532 | 0.87584 | 0.78826 | 0.39413 | 0.26275 | 0.19706 | 0.15765 | 0.13138 | 0.11261 | 0.098532 | 0.087584 | 0.078826 | 0.039413 | 0.026275 | 0.019706 | 0.015765 | 0.013138 | 0.011261 | 0.0098532 | 0.0087584 | 0.0078826 | 0.0039413 | 0.0026275 | 0.0019706 | 0.0015765 | 0.0013138 | 0.0011261 | 0.00098532 | 0.00087584 | 0.00078826
0.025 | 80 | 1.4407 | 1.2006 | 1.0291 | 0.90047 | 0.80042 | 0.72037 | 0.36019 | 0.24012 | 0.18009 | 0.14407 | 0.12006 | 0.10291 | 0.090047 | 0.080042 | 0.072037 | 0.036019 | 0.024012 | 0.018009 | 0.014407 | 0.012006 | 0.010291 | 0.0090047 | 0.0080042 | 0.0072037 | 0.0036019 | 0.0024012 | 0.0018009 | 0.0014407 | 0.0012006 | 0.0010291 | 0.00090047 | 0.00080042 | 0.00072037
0.025 | 85 | 1.2652 | 1.0543 | 0.90371 | 0.79075 | 0.70289 | 0.6326 | 0.3163 | 0.21087 | 0.15815 | 0.12652 | 0.10543 | 0.090371 | 0.079075 | 0.070289 | 0.06326 | 0.03163 | 0.021087 | 0.015815 | 0.012652 | 0.010543 | 0.0090371 | 0.0079075 | 0.0070289 | 0.006326 | 0.003163 | 0.0021087 | 0.0015815 | 0.0012652 | 0.0010543 | 0.00090371 | 0.00079075 | 0.00070289 | 0.0006326
0.025 | 90 | 1.1633 | 0.96943 | 0.83094 | 0.72708 | 0.64629 | 0.58166 | 0.29083 | 0.19389 | 0.14542 | 0.11633 | 0.096943 | 0.083094 | 0.072708 | 0.064629 | 0.058166 | 0.029083 | 0.019389 | 0.014542 | 0.011633 | 0.0096943 | 0.0083094 | 0.0072708 | 0.0064629 | 0.0058166 | 0.0029083 | 0.0019389 | 0.0014542 | 0.0011633 | 0.00096943 | 0.00083094 | 0.00072708 | 0.00064629 | 0.00058166
0.025 | 95 | 1.0699 | 0.89162 | 0.76424 | 0.66871 | 0.59441 | 0.53497 | 0.26748 | 0.17832 | 0.13374 | 0.10699 | 0.089162 | 0.076424 | 0.066871 | 0.059441 | 0.053497 | 0.026748 | 0.017832 | 0.013374 | 0.010699 | 0.0089162 | 0.0076424 | 0.0066871 | 0.0059441 | 0.0053497 | 0.0026748 | 0.0017832 | 0.0013374 | 0.0010699 | 0.00089162 | 0.00076424 | 0.00066871 | 0.00059441 | 0.00053497
0.025 | 100 | 0.98614 | 0.82178 | 0.70439 | 0.61634 | 0.54786 | 0.49307 | 0.24654 | 0.16436 | 0.12327 | 0.098614 | 0.082178 | 0.070439 | 0.061634 | 0.054786 | 0.049307 | 0.024654 | 0.016436 | 0.012327 | 0.0098614 | 0.0082178 | 0.0070439 | 0.0061634 | 0.0054786 | 0.0049307 | 0.0024654 | 0.0016436 | 0.0012327 | 0.00098614 | 0.00082178 | 0.00070439 | 0.00061634 | 0.00054786 | 0.00049307
0.03 | 0.1 | 4661.1494 | 3884.2912 | 3329.3924 | 2913.2184 | 2589.5274 | 2330.5747 | 1165.2873 | 776.8582 | 582.6437 | 466.1149 | 388.4291 | 332.9392 | 291.3218 | 258.9527 | 233.0575 | 116.5287 | 77.6858 | 58.2644 | 46.6115 | 38.8429 | 33.2939 | 29.1322 | 25.8953 | 23.3057 | 11.6529 | 7.7686 | 5.8264 | 4.6611 | 3.8843 | 3.3294 | 2.9132 | 2.5895 | 2.3306
0.03 | 0.2 | 2326.9834 | 1939.1528 | 1662.131 | 1454.3646 | 1292.7685 | 1163.4917 | 581.7458 | 387.8306 | 290.8729 | 232.6983 | 193.9153 | 166.2131 | 145.4365 | 129.2769 | 116.3492 | 58.1746 | 38.7831 | 29.0873 | 23.2698 | 19.3915 | 16.6213 | 14.5436 | 12.9277 | 11.6349 | 5.8175 | 3.8783 | 2.9087 | 2.327 | 1.9392 | 1.6621 | 1.4544 | 1.2928 | 1.1635
0.03 | 0.3 | 1352.7901 | 1127.3251 | 966.2786 | 845.4938 | 751.55 | 676.395 | 338.1975 | 225.465 | 169.0988 | 135.279 | 112.7325 | 96.6279 | 84.5494 | 75.155 | 67.6395 | 33.8198 | 22.5465 | 16.9099 | 13.5279 | 11.2733 | 9.6628 | 8.4549 | 7.5155 | 6.764 | 3.382 | 2.2547 | 1.691 | 1.3528 | 1.1273 | 0.96628 | 0.84549 | 0.75155 | 0.6764
0.03 | 0.4 | 1031.7833 | 859.8194 | 736.9881 | 644.8646 | 573.213 | 515.8917 | 257.9458 | 171.9639 | 128.9729 | 103.1783 | 85.9819 | 73.6988 | 64.4865 | 57.3213 | 51.5892 | 25.7946 | 17.1964 | 12.8973 | 10.3178 | 8.5982 | 7.3699 | 6.4486 | 5.7321 | 5.1589 | 2.5795 | 1.7196 | 1.2897 | 1.0318 | 0.85982 | 0.73699 | 0.64486 | 0.57321 | 0.51589
0.03 | 0.5 | 688.6452 | 573.871 | 491.8894 | 430.4033 | 382.5807 | 344.3226 | 172.1613 | 114.7742 | 86.0807 | 68.8645 | 57.3871 | 49.1889 | 43.0403 | 38.2581 | 34.4323 | 17.2161 | 11.4774 | 8.6081 | 6.8865 | 5.7387 | 4.9189 | 4.304 | 3.8258 | 3.4432 | 1.7216 | 1.1477 | 0.86081 | 0.68865 | 0.57387 | 0.49189 | 0.4304 | 0.38258 | 0.34432
0.03 | 0.6 | 541.7467 | 451.4556 | 386.9619 | 338.5917 | 300.9704 | 270.8733 | 135.4367 | 90.2911 | 67.7183 | 54.1747 | 45.1456 | 38.6962 | 33.8592 | 30.097 | 27.0873 | 13.5437 | 9.0291 | 6.7718 | 5.4175 | 4.5146 | 3.8696 | 3.3859 | 3.0097 | 2.7087 | 1.3544 | 0.90291 | 0.67718 | 0.54175 | 0.45146 | 0.38696 | 0.33859 | 0.30097 | 0.27087
0.03 | 0.7 | 441.9209 | 368.2675 | 315.6578 | 276.2006 | 245.5116 | 220.9605 | 110.4802 | 73.6535 | 55.2401 | 44.1921 | 36.8267 | 31.5658 | 27.6201 | 24.5512 | 22.096 | 11.048 | 7.3653 | 5.524 | 4.4192 | 3.6827 | 3.1566 | 2.762 | 2.4551 | 2.2096 | 1.1048 | 0.73653 | 0.5524 | 0.44192 | 0.36827 | 0.31566 | 0.2762 | 0.24551 | 0.22096
0.03 | 0.8 | 398.7 | 332.25 | 284.7857 | 249.1875 | 221.5 | 199.35 | 99.675 | 66.45 | 49.8375 | 39.87 | 33.225 | 28.4786 | 24.9188 | 22.15 | 19.935 | 9.9675 | 6.645 | 4.9838 | 3.987 | 3.3225 | 2.8479 | 2.4919 | 2.215 | 1.9935 | 0.99675 | 0.6645 | 0.49838 | 0.3987 | 0.33225 | 0.28479 | 0.24919 | 0.2215 | 0.19935
0.03 | 0.9 | 415.4733 | 346.2277 | 296.7666 | 259.6708 | 230.8185 | 207.7366 | 103.8683 | 69.2455 | 51.9342 | 41.5473 | 34.6228 | 29.6767 | 25.9671 | 23.0818 | 20.7737 | 10.3868 | 6.9246 | 5.1934 | 4.1547 | 3.4623 | 2.9677 | 2.5967 | 2.3082 | 2.0774 | 1.0387 | 0.69246 | 0.51934 | 0.41547 | 0.34623 | 0.29677 | 0.25967 | 0.23082 | 0.20774
0.03 | 1 | 446.8991 | 372.4159 | 319.2136 | 279.3119 | 248.2773 | 223.4495 | 111.7248 | 74.4832 | 55.8624 | 44.6899 | 37.2416 | 31.9214 | 27.9312 | 24.8277 | 22.345 | 11.1725 | 7.4483 | 5.5862 | 4.469 | 3.7242 | 3.1921 | 2.7931 | 2.4828 | 2.2345 | 1.1172 | 0.74483 | 0.55862 | 0.4469 | 0.37242 | 0.31921 | 0.27931 | 0.24828 | 0.22345
0.03 | 1.25 | 541.0752 | 450.896 | 386.4823 | 338.172 | 300.5973 | 270.5376 | 135.2688 | 90.1792 | 67.6344 | 54.1075 | 45.0896 | 38.6482 | 33.8172 | 30.0597 | 27.0538 | 13.5269 | 9.0179 | 6.7634 | 5.4108 | 4.509 | 3.8648 | 3.3817 | 3.006 | 2.7054 | 1.3527 | 0.90179 | 0.67634 | 0.54108 | 0.4509 | 0.38648 | 0.33817 | 0.3006 | 0.27054
0.03 | 1.5 | 771.6445 | 643.0371 | 551.1747 | 482.2778 | 428.6914 | 385.8223 | 192.9111 | 128.6074 | 96.4556 | 77.1645 | 64.3037 | 55.1175 | 48.2278 | 42.8691 | 38.5822 | 19.2911 | 12.8607 | 9.6456 | 7.7164 | 6.4304 | 5.5117 | 4.8228 | 4.2869 | 3.8582 | 1.9291 | 1.2861 | 0.96456 | 0.77164 | 0.64304 | 0.55117 | 0.48228 | 0.42869 | 0.38582
0.03 | 1.75 | 2408.7599 | 2007.2999 | 1720.5428 | 1505.4749 | 1338.1999 | 1204.38 | 602.19 | 401.46 | 301.095 | 240.876 | 200.73 | 172.0543 | 150.5475 | 133.82 | 120.438 | 60.219 | 40.146 | 30.1095 | 24.0876 | 20.073 | 17.2054 | 15.0547 | 13.382 | 12.0438 | 6.0219 | 4.0146 | 3.0109 | 2.4088 | 2.0073 | 1.7205 | 1.5055 | 1.3382 | 1.2044
0.03 | 2 | 3511.3302 | 2926.1085 | 2508.093 | 2194.5814 | 1950.739 | 1755.6651 | 877.8325 | 585.2217 | 438.9163 | 351.133 | 292.6108 | 250.8093 | 219.4581 | 195.0739 | 175.5665 | 87.7833 | 58.5222 | 43.8916 | 35.1133 | 29.2611 | 25.0809 | 21.9458 | 19.5074 | 17.5567 | 8.7783 | 5.8522 | 4.3892 | 3.5113 | 2.9261 | 2.5081 | 2.1946 | 1.9507 | 1.7557
0.03 | 2.25 | 3686.0185 | 3071.6821 | 2632.8704 | 2303.7616 | 2047.7881 | 1843.0093 | 921.5046 | 614.3364 | 460.7523 | 368.6019 | 307.1682 | 263.287 | 230.3762 | 204.7788 | 184.3009 | 92.1505 | 61.4336 | 46.0752 | 36.8602 | 30.7168 | 26.3287 | 23.0376 | 20.4779 | 18.4301 | 9.215 | 6.1434 | 4.6075 | 3.686 | 3.0717 | 2.6329 | 2.3038 | 2.0478 | 1.843
0.03 | 2.5 | 1906.3294 | 1588.6079 | 1361.6639 | 1191.4559 | 1059.0719 | 953.1647 | 476.5824 | 317.7216 | 238.2912 | 190.6329 | 158.8608 | 136.1664 | 119.1456 | 105.9072 | 95.3165 | 47.6582 | 31.7722 | 23.8291 | 19.0633 | 15.8861 | 13.6166 | 11.9146 | 10.5907 | 9.5316 | 4.7658 | 3.1772 | 2.3829 | 1.9063 | 1.5886 | 1.3617 | 1.1915 | 1.0591 | 0.95316
0.03 | 2.75 | 784.2906 | 653.5755 | 560.2076 | 490.1816 | 435.717 | 392.1453 | 196.0727 | 130.7151 | 98.0363 | 78.4291 | 65.3576 | 56.0208 | 49.0182 | 43.5717 | 39.2145 | 19.6073 | 13.0715 | 9.8036 | 7.8429 | 6.5358 | 5.6021 | 4.9018 | 4.3572 | 3.9215 | 1.9607 | 1.3072 | 0.98036 | 0.78429 | 0.65358 | 0.56021 | 0.49018 | 0.43572 | 0.39215
0.03 | 3 | 507.8687 | 423.2239 | 362.7634 | 317.418 | 282.1493 | 253.9344 | 126.9672 | 84.6448 | 63.4836 | 50.7869 | 42.3224 | 36.2763 | 31.7418 | 28.2149 | 25.3934 | 12.6967 | 8.4645 | 6.3484 | 5.0787 | 4.2322 | 3.6276 | 3.1742 | 2.8215 | 2.5393 | 1.2697 | 0.84645 | 0.63484 | 0.50787 | 0.42322 | 0.36276 | 0.31742 | 0.28215 | 0.25393
0.03 | 3.25 | 412.2572 | 343.5477 | 294.4694 | 257.6608 | 229.0318 | 206.1286 | 103.0643 | 68.7095 | 51.5322 | 41.2257 | 34.3548 | 29.4469 | 25.7661 | 22.9032 | 20.6129 | 10.3064 | 6.871 | 5.1532 | 4.1226 | 3.4355 | 2.9447 | 2.5766 | 2.2903 | 2.0613 | 1.0306 | 0.6871 | 0.51532 | 0.41226 | 0.34355 | 0.29447 | 0.25766 | 0.22903 | 0.20613
0.03 | 3.5 | 591.9419 | 493.2849 | 422.8157 | 369.9637 | 328.8566 | 295.971 | 147.9855 | 98.657 | 73.9927 | 59.1942 | 49.3285 | 42.2816 | 36.9964 | 32.8857 | 29.5971 | 14.7985 | 9.8657 | 7.3993 | 5.9194 | 4.9328 | 4.2282 | 3.6996 | 3.2886 | 2.9597 | 1.4799 | 0.98657 | 0.73993 | 0.59194 | 0.49328 | 0.42282 | 0.36996 | 0.32886 | 0.29597
0.03 | 3.75 | 737.4105 | 614.5088 | 526.7218 | 460.8816 | 409.6725 | 368.7053 | 184.3526 | 122.9018 | 92.1763 | 73.7411 | 61.4509 | 52.6722 | 46.0882 | 40.9673 | 36.8705 | 18.4353 | 12.2902 | 9.2176 | 7.3741 | 6.1451 | 5.2672 | 4.6088 | 4.0967 | 3.6871 | 1.8435 | 1.229 | 0.92176 | 0.73741 | 0.61451 | 0.52672 | 0.46088 | 0.40967 | 0.36871
0.03 | 4 | 704.6169 | 587.1808 | 503.2978 | 440.3856 | 391.4539 | 352.3085 | 176.1542 | 117.4362 | 88.0771 | 70.4617 | 58.7181 | 50.3298 | 44.0386 | 39.1454 | 35.2308 | 17.6154 | 11.7436 | 8.8077 | 7.0462 | 5.8718 | 5.033 | 4.4039 | 3.9145 | 3.5231 | 1.7615 | 1.1744 | 0.88077 | 0.70462 | 0.58718 | 0.5033 | 0.44039 | 0.39145 | 0.35231
0.03 | 4.25 | 636.604 | 530.5033 | 454.7171 | 397.8775 | 353.6689 | 318.302 | 159.151 | 106.1007 | 79.5755 | 63.6604 | 53.0503 | 45.4717 | 39.7878 | 35.3669 | 31.8302 | 15.9151 | 10.6101 | 7.9576 | 6.366 | 5.305 | 4.5472 | 3.9788 | 3.5367 | 3.183 | 1.5915 | 1.061 | 0.79576 | 0.6366 | 0.5305 | 0.45472 | 0.39788 | 0.35367 | 0.3183
0.03 | 4.5 | 799.1568 | 665.964 | 570.8263 | 499.473 | 443.976 | 399.5784 | 199.7892 | 133.1928 | 99.8946 | 79.9157 | 66.5964 | 57.0826 | 49.9473 | 44.3976 | 39.9578 | 19.9789 | 13.3193 | 9.9895 | 7.9916 | 6.6596 | 5.7083 | 4.9947 | 4.4398 | 3.9958 | 1.9979 | 1.3319 | 0.99895 | 0.79916 | 0.66596 | 0.57083 | 0.49947 | 0.44398 | 0.39958
0.03 | 4.75 | 650.3102 | 541.9252 | 464.5073 | 406.4439 | 361.2835 | 325.1551 | 162.5776 | 108.385 | 81.2888 | 65.031 | 54.1925 | 46.4507 | 40.6444 | 36.1283 | 32.5155 | 16.2578 | 10.8385 | 8.1289 | 6.5031 | 5.4193 | 4.6451 | 4.0644 | 3.6128 | 3.2516 | 1.6258 | 1.0839 | 0.81289 | 0.65031 | 0.54193 | 0.46451 | 0.40644 | 0.36128 | 0.32516
0.03 | 5 | 376.5907 | 313.8256 | 268.9934 | 235.3692 | 209.2171 | 188.2954 | 94.1477 | 62.7651 | 47.0738 | 37.6591 | 31.3826 | 26.8993 | 23.5369 | 20.9217 | 18.8295 | 9.4148 | 6.2765 | 4.7074 | 3.7659 | 3.1383 | 2.6899 | 2.3537 | 2.0922 | 1.883 | 0.94148 | 0.62765 | 0.47074 | 0.37659 | 0.31383 | 0.26899 | 0.23537 | 0.20922 | 0.1883
0.03 | 5.5 | 404.9553 | 337.4628 | 289.2538 | 253.0971 | 224.9752 | 202.4777 | 101.2388 | 67.4926 | 50.6194 | 40.4955 | 33.7463 | 28.9254 | 25.3097 | 22.4975 | 20.2478 | 10.1239 | 6.7493 | 5.0619 | 4.0496 | 3.3746 | 2.8925 | 2.531 | 2.2498 | 2.0248 | 1.0124 | 0.67493 | 0.50619 | 0.40496 | 0.33746 | 0.28925 | 0.2531 | 0.22498 | 0.20248
0.03 | 6 | 345.8787 | 288.2322 | 247.0562 | 216.1742 | 192.1548 | 172.9393 | 86.4697 | 57.6464 | 43.2348 | 34.5879 | 28.8232 | 24.7056 | 21.6174 | 19.2155 | 17.2939 | 8.647 | 5.7646 | 4.3235 | 3.4588 | 2.8823 | 2.4706 | 2.1617 | 1.9215 | 1.7294 | 0.8647 | 0.57646 | 0.43235 | 0.34588 | 0.28823 | 0.24706 | 0.21617 | 0.19215 | 0.17294
0.03 | 6.5 | 344.0679 | 286.7232 | 245.7628 | 215.0424 | 191.1488 | 172.0339 | 86.017 | 57.3446 | 43.0085 | 34.4068 | 28.6723 | 24.5763 | 21.5042 | 19.1149 | 17.2034 | 8.6017 | 5.7345 | 4.3008 | 3.4407 | 2.8672 | 2.4576 | 2.1504 | 1.9115 | 1.7203 | 0.86017 | 0.57345 | 0.43008 | 0.34407 | 0.28672 | 0.24576 | 0.21504 | 0.19115 | 0.17203
0.03 | 7 | 292.2167 | 243.5139 | 208.7262 | 182.6354 | 162.3426 | 146.1083 | 73.0542 | 48.7028 | 36.5271 | 29.2217 | 24.3514 | 20.8726 | 18.2635 | 16.2343 | 14.6108 | 7.3054 | 4.8703 | 3.6527 | 2.9222 | 2.4351 | 2.0873 | 1.8264 | 1.6234 | 1.4611 | 0.73054 | 0.48703 | 0.36527 | 0.29222 | 0.24351 | 0.20873 | 0.18264 | 0.16234 | 0.14611
0.03 | 7.5 | 150.5475 | 125.4563 | 107.534 | 94.0922 | 83.6375 | 75.2738 | 37.6369 | 25.0913 | 18.8184 | 15.0548 | 12.5456 | 10.7534 | 9.4092 | 8.3638 | 7.5274 | 3.7637 | 2.5091 | 1.8818 | 1.5055 | 1.2546 | 1.0753 | 0.94092 | 0.83638 | 0.75274 | 0.37637 | 0.25091 | 0.18818 | 0.15055 | 0.12546 | 0.10753 | 0.094092 | 0.083638 | 0.075274
0.03 | 8 | 121.4115 | 101.1762 | 86.7225 | 75.8822 | 67.4508 | 60.7057 | 30.3529 | 20.2352 | 15.1764 | 12.1411 | 10.1176 | 8.6722 | 7.5882 | 6.7451 | 6.0706 | 3.0353 | 2.0235 | 1.5176 | 1.2141 | 1.0118 | 0.86722 | 0.75882 | 0.67451 | 0.60706 | 0.30353 | 0.20235 | 0.15176 | 0.12141 | 0.10118 | 0.086722 | 0.075882 | 0.067451 | 0.060706
0.03 | 8.5 | 145.9302 | 121.6085 | 104.2358 | 91.2064 | 81.0723 | 72.9651 | 36.4825 | 24.3217 | 18.2413 | 14.593 | 12.1608 | 10.4236 | 9.1206 | 8.1072 | 7.2965 | 3.6483 | 2.4322 | 1.8241 | 1.4593 | 1.2161 | 1.0424 | 0.91206 | 0.81072 | 0.72965 | 0.36483 | 0.24322 | 0.18241 | 0.14593 | 0.12161 | 0.10424 | 0.091206 | 0.081072 | 0.072965
0.03 | 9 | 114.6338 | 95.5282 | 81.8813 | 71.6462 | 63.6855 | 57.3169 | 28.6585 | 19.1056 | 14.3292 | 11.4634 | 9.5528 | 8.1881 | 7.1646 | 6.3685 | 5.7317 | 2.8658 | 1.9106 | 1.4329 | 1.1463 | 0.95528 | 0.81881 | 0.71646 | 0.63685 | 0.57317 | 0.28658 | 0.19106 | 0.14329 | 0.11463 | 0.095528 | 0.081881 | 0.071646 | 0.063685 | 0.057317
0.03 | 9.5 | 115.8611 | 96.5509 | 82.7579 | 72.4132 | 64.3673 | 57.9306 | 28.9653 | 19.3102 | 14.4826 | 11.5861 | 9.6551 | 8.2758 | 7.2413 | 6.4367 | 5.7931 | 2.8965 | 1.931 | 1.4483 | 1.1586 | 0.96551 | 0.82758 | 0.72413 | 0.64367 | 0.57931 | 0.28965 | 0.1931 | 0.14483 | 0.11586 | 0.096551 | 0.082758 | 0.072413 | 0.064367 | 0.057931
0.03 | 10 | 111.5965 | 92.9971 | 79.7118 | 69.7478 | 61.9981 | 55.7983 | 27.8991 | 18.5994 | 13.9496 | 11.1597 | 9.2997 | 7.9712 | 6.9748 | 6.1998 | 5.5798 | 2.7899 | 1.8599 | 1.395 | 1.116 | 0.92997 | 0.79712 | 0.69748 | 0.61998 | 0.55798 | 0.27899 | 0.18599 | 0.1395 | 0.1116 | 0.092997 | 0.079712 | 0.069748 | 0.061998 | 0.055798
0.03 | 12 | 83.5214 | 69.6011 | 59.6581 | 52.2008 | 46.4008 | 41.7607 | 20.8803 | 13.9202 | 10.4402 | 8.3521 | 6.9601 | 5.9658 | 5.2201 | 4.6401 | 4.1761 | 2.088 | 1.392 | 1.044 | 0.83521 | 0.69601 | 0.59658 | 0.52201 | 0.46401 | 0.41761 | 0.2088 | 0.1392 | 0.1044 | 0.083521 | 0.069601 | 0.059658 | 0.052201 | 0.046401 | 0.041761
0.03 | 14 | 58.9711 | 49.1426 | 42.1222 | 36.857 | 32.7617 | 29.4856 | 14.7428 | 9.8285 | 7.3714 | 5.8971 | 4.9143 | 4.2122 | 3.6857 | 3.2762 | 2.9486 | 1.4743 | 0.98285 | 0.73714 | 0.58971 | 0.49143 | 0.42122 | 0.36857 | 0.32762 | 0.29486 | 0.14743 | 0.098285 | 0.073714 | 0.058971 | 0.049143 | 0.042122 | 0.036857 | 0.032762 | 0.029486
0.03 | 16 | 39.8975 | 33.2479 | 28.4982 | 24.9359 | 22.1653 | 19.9487 | 9.9744 | 6.6496 | 4.9872 | 3.9897 | 3.3248 | 2.8498 | 2.4936 | 2.2165 | 1.9949 | 0.99744 | 0.66496 | 0.49872 | 0.39897 | 0.33248 | 0.28498 | 0.24936 | 0.22165 | 0.19949 | 0.099744 | 0.066496 | 0.049872 | 0.039897 | 0.033248 | 0.028498 | 0.024936 | 0.022165 | 0.019949
0.03 | 18 | 33.6464 | 28.0387 | 24.0332 | 21.029 | 18.6925 | 16.8232 | 8.4116 | 5.6077 | 4.2058 | 3.3646 | 2.8039 | 2.4033 | 2.1029 | 1.8692 | 1.6823 | 0.84116 | 0.56077 | 0.42058 | 0.33646 | 0.28039 | 0.24033 | 0.21029 | 0.18692 | 0.16823 | 0.084116 | 0.056077 | 0.042058 | 0.033646 | 0.028039 | 0.024033 | 0.021029 | 0.018692 | 0.016823
0.03 | 20 | 27.631 | 23.0258 | 19.7364 | 17.2694 | 15.3505 | 13.8155 | 6.9077 | 4.6052 | 3.4539 | 2.7631 | 2.3026 | 1.9736 | 1.7269 | 1.5351 | 1.3815 | 0.69077 | 0.46052 | 0.34539 | 0.27631 | 0.23026 | 0.19736 | 0.17269 | 0.15351 | 0.13815 | 0.069077 | 0.046052 | 0.034539 | 0.027631 | 0.023026 | 0.019736 | 0.017269 | 0.015351 | 0.013815
0.03 | 25 | 16.4224 | 13.6853 | 11.7303 | 10.264 | 9.1235 | 8.2112 | 4.1056 | 2.7371 | 2.0528 | 1.6422 | 1.3685 | 1.173 | 1.0264 | 0.91235 | 0.82112 | 0.41056 | 0.27371 | 0.20528 | 0.16422 | 0.13685 | 0.1173 | 0.10264 | 0.091235 | 0.082112 | 0.041056 | 0.027371 | 0.020528 | 0.016422 | 0.013685 | 0.01173 | 0.010264 | 0.0091235 | 0.0082112
0.03 | 30 | 10.3377 | 8.6147 | 7.3841 | 6.4611 | 5.7432 | 5.1688 | 2.5844 | 1.7229 | 1.2922 | 1.0338 | 0.86147 | 0.73841 | 0.64611 | 0.57432 | 0.51688 | 0.25844 | 0.17229 | 0.12922 | 0.10338 | 0.086147 | 0.073841 | 0.064611 | 0.057432 | 0.051688 | 0.025844 | 0.017229 | 0.012922 | 0.010338 | 0.0086147 | 0.0073841 | 0.0064611 | 0.0057432 | 0.0051688
0.03 | 35 | 7.5675 | 6.3063 | 5.4054 | 4.7297 | 4.2042 | 3.7838 | 1.8919 | 1.2613 | 0.94594 | 0.75675 | 0.63063 | 0.54054 | 0.47297 | 0.42042 | 0.37838 | 0.18919 | 0.12613 | 0.094594 | 0.075675 | 0.063063 | 0.054054 | 0.047297 | 0.042042 | 0.037838 | 0.018919 | 0.012613 | 0.0094594 | 0.0075675 | 0.0063063 | 0.0054054 | 0.0047297 | 0.0042042 | 0.0037838
0.03 | 40 | 5.7651 | 4.8042 | 4.1179 | 3.6032 | 3.2028 | 2.8825 | 1.4413 | 0.96084 | 0.72063 | 0.57651 | 0.48042 | 0.41179 | 0.36032 | 0.32028 | 0.28825 | 0.14413 | 0.096084 | 0.072063 | 0.057651 | 0.048042 | 0.041179 | 0.036032 | 0.032028 | 0.028825 | 0.014413 | 0.0096084 | 0.0072063 | 0.0057651 | 0.0048042 | 0.0041179 | 0.0036032 | 0.0032028 | 0.0028825
0.03 | 45 | 4.3711 | 3.6426 | 3.1222 | 2.7319 | 2.4284 | 2.1855 | 1.0928 | 0.72851 | 0.54638 | 0.43711 | 0.36426 | 0.31222 | 0.27319 | 0.24284 | 0.21855 | 0.10928 | 0.072851 | 0.054638 | 0.043711 | 0.036426 | 0.031222 | 0.027319 | 0.024284 | 0.021855 | 0.010928 | 0.0072851 | 0.0054638 | 0.0043711 | 0.0036426 | 0.0031222 | 0.0027319 | 0.0024284 | 0.0021855
0.03 | 50 | 3.3314 | 2.7762 | 2.3796 | 2.0821 | 1.8508 | 1.6657 | 0.83285 | 0.55523 | 0.41642 | 0.33314 | 0.27762 | 0.23796 | 0.20821 | 0.18508 | 0.16657 | 0.083285 | 0.055523 | 0.041642 | 0.033314 | 0.027762 | 0.023796 | 0.020821 | 0.018508 | 0.016657 | 0.0083285 | 0.0055523 | 0.0041642 | 0.0033314 | 0.0027762 | 0.0023796 | 0.0020821 | 0.0018508 | 0.0016657
0.03 | 55 | 2.7937 | 2.3281 | 1.9955 | 1.7461 | 1.552 | 1.3968 | 0.69842 | 0.46561 | 0.34921 | 0.27937 | 0.23281 | 0.19955 | 0.17461 | 0.1552 | 0.13968 | 0.069842 | 0.046561 | 0.034921 | 0.027937 | 0.023281 | 0.019955 | 0.017461 | 0.01552 | 0.013968 | 0.0069842 | 0.0046561 | 0.0034921 | 0.0027937 | 0.0023281 | 0.0019955 | 0.0017461 | 0.001552 | 0.0013968
0.03 | 60 | 2.3275 | 1.9396 | 1.6625 | 1.4547 | 1.293 | 1.1637 | 0.58187 | 0.38791 | 0.29094 | 0.23275 | 0.19396 | 0.16625 | 0.14547 | 0.1293 | 0.11637 | 0.058187 | 0.038791 | 0.029094 | 0.023275 | 0.019396 | 0.016625 | 0.014547 | 0.01293 | 0.011637 | 0.0058187 | 0.0038791 | 0.0029094 | 0.0023275 | 0.0019396 | 0.0016625 | 0.0014547 | 0.001293 | 0.0011637
0.03 | 65 | 1.936 | 1.6133 | 1.3829 | 1.21 | 1.0756 | 0.968 | 0.484 | 0.32267 | 0.242 | 0.1936 | 0.16133 | 0.13829 | 0.121 | 0.10756 | 0.0968 | 0.0484 | 0.032267 | 0.0242 | 0.01936 | 0.016133 | 0.013829 | 0.0121 | 0.010756 | 0.00968 | 0.00484 | 0.0032267 | 0.00242 | 0.001936 | 0.0016133 | 0.0013829 | 0.00121 | 0.0010756 | 0.000968
0.03 | 70 | 1.7038 | 1.4198 | 1.217 | 1.0649 | 0.94656 | 0.85191 | 0.42595 | 0.28397 | 0.21298 | 0.17038 | 0.14198 | 0.1217 | 0.10649 | 0.094656 | 0.085191 | 0.042595 | 0.028397 | 0.021298 | 0.017038 | 0.014198 | 0.01217 | 0.010649 | 0.0094656 | 0.0085191 | 0.0042595 | 0.0028397 | 0.0021298 | 0.0017038 | 0.0014198 | 0.001217 | 0.0010649 | 0.00094656 | 0.00085191
0.03 | 75 | 1.4718 | 1.2265 | 1.0513 | 0.91987 | 0.81766 | 0.7359 | 0.36795 | 0.2453 | 0.18397 | 0.14718 | 0.12265 | 0.10513 | 0.091987 | 0.081766 | 0.07359 | 0.036795 | 0.02453 | 0.018397 | 0.014718 | 0.012265 | 0.010513 | 0.0091987 | 0.0081766 | 0.007359 | 0.0036795 | 0.002453 | 0.0018397 | 0.0014718 | 0.0012265 | 0.0010513 | 0.00091987 | 0.00081766 | 0.0007359
0.03 | 80 | 1.338 | 1.115 | 0.95574 | 0.83627 | 0.74335 | 0.66902 | 0.33451 | 0.22301 | 0.16725 | 0.1338 | 0.1115 | 0.095574 | 0.083627 | 0.074335 | 0.066902 | 0.033451 | 0.022301 | 0.016725 | 0.01338 | 0.01115 | 0.0095574 | 0.0083627 | 0.0074335 | 0.0066902 | 0.0033451 | 0.0022301 | 0.0016725 | 0.001338 | 0.001115 | 0.00095574 | 0.00083627 | 0.00074335 | 0.00066902
0.03 | 85 | 1.1844 | 0.98699 | 0.84599 | 0.74025 | 0.658 | 0.5922 | 0.2961 | 0.1974 | 0.14805 | 0.11844 | 0.098699 | 0.084599 | 0.074025 | 0.0658 | 0.05922 | 0.02961 | 0.01974 | 0.014805 | 0.011844 | 0.0098699 | 0.0084599 | 0.0074025 | 0.00658 | 0.005922 | 0.002961 | 0.001974 | 0.0014805 | 0.0011844 | 0.00098699 | 0.00084599 | 0.00074025 | 0.000658 | 0.0005922
0.03 | 90 | 1.0772 | 0.89765 | 0.76941 | 0.67323 | 0.59843 | 0.53859 | 0.26929 | 0.17953 | 0.13465 | 0.10772 | 0.089765 | 0.076941 | 0.067323 | 0.059843 | 0.053859 | 0.026929 | 0.017953 | 0.013465 | 0.010772 | 0.0089765 | 0.0076941 | 0.0067323 | 0.0059843 | 0.0053859 | 0.0026929 | 0.0017953 | 0.0013465 | 0.0010772 | 0.00089765 | 0.00076941 | 0.00067323 | 0.00059843 | 0.00053859
0.03 | 95 | 0.98119 | 0.81766 | 0.70085 | 0.61324 | 0.54511 | 0.4906 | 0.2453 | 0.16353 | 0.12265 | 0.098119 | 0.081766 | 0.070085 | 0.061324 | 0.054511 | 0.04906 | 0.02453 | 0.016353 | 0.012265 | 0.0098119 | 0.0081766 | 0.0070085 | 0.0061324 | 0.0054511 | 0.004906 | 0.002453 | 0.0016353 | 0.0012265 | 0.00098119 | 0.00081766 | 0.00070085 | 0.00061324 | 0.00054511 | 0.0004906
0.03 | 100 | 0.90666 | 0.75555 | 0.64762 | 0.56666 | 0.5037 | 0.45333 | 0.22667 | 0.15111 | 0.11333 | 0.090666 | 0.075555 | 0.064762 | 0.056666 | 0.05037 | 0.045333 | 0.022667 | 0.015111 | 0.011333 | 0.0090666 | 0.0075555 | 0.0064762 | 0.0056666 | 0.005037 | 0.0045333 | 0.0022667 | 0.0015111 | 0.0011333 | 0.00090666 | 0.00075555 | 0.00064762 | 0.00056666 | 0.0005037 | 0.00045333
0.035 | 0.1 | 4560.4777 | 3800.3981 | 3257.4841 | 2850.2986 | 2533.5987 | 2280.2388 | 1140.1194 | 760.0796 | 570.0597 | 456.0478 | 380.0398 | 325.7484 | 285.0299 | 253.3599 | 228.0239 | 114.0119 | 76.008 | 57.006 | 45.6048 | 38.004 | 32.5748 | 28.503 | 25.336 | 22.8024 | 11.4012 | 7.6008 | 5.7006 | 4.5605 | 3.8004 | 3.2575 | 2.8503 | 2.5336 | 2.2802
0.035 | 0.2 | 2233.0176 | 1860.848 | 1595.0126 | 1395.636 | 1240.5654 | 1116.5088 | 558.2544 | 372.1696 | 279.1272 | 223.3018 | 186.0848 | 159.5013 | 139.5636 | 124.0565 | 111.6509 | 55.8254 | 37.217 | 27.9127 | 22.3302 | 18.6085 | 15.9501 | 13.9564 | 12.4057 | 11.1651 | 5.5825 | 3.7217 | 2.7913 | 2.233 | 1.8608 | 1.595 | 1.3956 | 1.2406 | 1.1165
0.035 | 0.3 | 1259.229 | 1049.3575 | 899.4493 | 787.0181 | 699.5717 | 629.6145 | 314.8073 | 209.8715 | 157.4036 | 125.9229 | 104.9358 | 89.9449 | 78.7018 | 69.9572 | 62.9615 | 31.4807 | 20.9872 | 15.7404 | 12.5923 | 10.4936 | 8.9945 | 7.8702 | 6.9957 | 6.2961 | 3.1481 | 2.0987 | 1.574 | 1.2592 | 1.0494 | 0.89945 | 0.78702 | 0.69957 | 0.62961
0.035 | 0.4 | 947.2629 | 789.3858 | 676.6164 | 592.0393 | 526.2572 | 473.6315 | 236.8157 | 157.8772 | 118.4079 | 94.7263 | 78.9386 | 67.6616 | 59.2039 | 52.6257 | 47.3631 | 23.6816 | 15.7877 | 11.8408 | 9.4726 | 7.8939 | 6.7662 | 5.9204 | 5.2626 | 4.7363 | 2.3682 | 1.5788 | 1.1841 | 0.94726 | 0.78939 | 0.67662 | 0.59204 | 0.52626 | 0.47363
0.035 | 0.5 | 617.1849 | 514.3207 | 440.8464 | 385.7406 | 342.8805 | 308.5924 | 154.2962 | 102.8641 | 77.1481 | 61.7185 | 51.4321 | 44.0846 | 38.5741 | 34.288 | 30.8592 | 15.4296 | 10.2864 | 7.7148 | 6.1718 | 5.1432 | 4.4085 | 3.8574 | 3.4288 | 3.0859 | 1.543 | 1.0286 | 0.77148 | 0.61718 | 0.51432 | 0.44085 | 0.38574 | 0.34288 | 0.30859
0.035 | 0.6 | 477.614 | 398.0117 | 341.1529 | 298.5088 | 265.3411 | 238.807 | 119.4035 | 79.6023 | 59.7018 | 47.7614 | 39.8012 | 34.1153 | 29.8509 | 26.5341 | 23.8807 | 11.9404 | 7.9602 | 5.9702 | 4.7761 | 3.9801 | 3.4115 | 2.9851 | 2.6534 | 2.3881 | 1.194 | 0.79602 | 0.59702 | 0.47761 | 0.39801 | 0.34115 | 0.29851 | 0.26534 | 0.23881
0.035 | 0.7 | 414.9687 | 345.8073 | 296.4062 | 259.3555 | 230.5382 | 207.4844 | 103.7422 | 69.1615 | 51.8711 | 41.4969 | 34.5807 | 29.6406 | 25.9355 | 23.0538 | 20.7484 | 10.3742 | 6.9161 | 5.1871 | 4.1497 | 3.4581 | 2.9641 | 2.5936 | 2.3054 | 2.0748 | 1.0374 | 0.69161 | 0.51871 | 0.41497 | 0.34581 | 0.29641 | 0.25936 | 0.23054 | 0.20748
0.035 | 0.8 | 391.3086 | 326.0905 | 279.5061 | 244.5679 | 217.3937 | 195.6543 | 97.8272 | 65.2181 | 48.9136 | 39.1309 | 32.6091 | 27.9506 | 24.4568 | 21.7394 | 19.5654 | 9.7827 | 6.5218 | 4.8914 | 3.9131 | 3.2609 | 2.7951 | 2.4457 | 2.1739 | 1.9565 | 0.97827 | 0.65218 | 0.48914 | 0.39131 | 0.32609 | 0.27951 | 0.24457 | 0.21739 | 0.19565
0.035 | 0.9 | 423.8717 | 353.2264 | 302.7655 | 264.9198 | 235.4843 | 211.9358 | 105.9679 | 70.6453 | 52.984 | 42.3872 | 35.3226 | 30.2765 | 26.492 | 23.5484 | 21.1936 | 10.5968 | 7.0645 | 5.2984 | 4.2387 | 3.5323 | 3.0277 | 2.6492 | 2.3548 | 2.1194 | 1.0597 | 0.70645 | 0.52984 | 0.42387 | 0.35323 | 0.30277 | 0.26492 | 0.23548 | 0.21194
0.035 | 1 | 446.3809 | 371.9841 | 318.8435 | 278.9881 | 247.9894 | 223.1904 | 111.5952 | 74.3968 | 55.7976 | 44.6381 | 37.1984 | 31.8843 | 27.8988 | 24.7989 | 22.319 | 11.1595 | 7.4397 | 5.5798 | 4.4638 | 3.7198 | 3.1884 | 2.7899 | 2.4799 | 2.2319 | 1.116 | 0.74397 | 0.55798 | 0.44638 | 0.37198 | 0.31884 | 0.27899 | 0.24799 | 0.22319
0.035 | 1.25 | 536.798 | 447.3317 | 383.4271 | 335.4987 | 298.2211 | 268.399 | 134.1995 | 89.4663 | 67.0997 | 53.6798 | 44.7332 | 38.3427 | 33.5499 | 29.8221 | 26.8399 | 13.4199 | 8.9466 | 6.71 | 5.368 | 4.4733 | 3.8343 | 3.355 | 2.9822 | 2.684 | 1.342 | 0.89466 | 0.671 | 0.5368 | 0.44733 | 0.38343 | 0.3355 | 0.29822 | 0.2684
0.035 | 1.5 | 767.4502 | 639.5418 | 548.1787 | 479.6564 | 426.3612 | 383.7251 | 191.8626 | 127.9084 | 95.9313 | 76.745 | 63.9542 | 54.8179 | 47.9656 | 42.6361 | 38.3725 | 19.1863 | 12.7908 | 9.5931 | 7.6745 | 6.3954 | 5.4818 | 4.7966 | 4.2636 | 3.8373 | 1.9186 | 1.2791 | 0.95931 | 0.76745 | 0.63954 | 0.54818 | 0.47966 | 0.42636 | 0.38373
0.035 | 1.75 | 2253.7153 | 1878.0961 | 1609.7966 | 1408.5721 | 1252.0641 | 1126.8576 | 563.4288 | 375.6192 | 281.7144 | 225.3715 | 187.8096 | 160.9797 | 140.8572 | 125.2064 | 112.6858 | 56.3429 | 37.5619 | 28.1714 | 22.5372 | 18.781 | 16.098 | 14.0857 | 12.5206 | 11.2686 | 5.6343 | 3.7562 | 2.8171 | 2.2537 | 1.8781 | 1.6098 | 1.4086 | 1.2521 | 1.1269
0.035 | 2 | 3161.8717 | 2634.8931 | 2258.4798 | 1976.1698 | 1756.5954 | 1580.9358 | 790.4679 | 526.9786 | 395.234 | 316.1872 | 263.4893 | 225.848 | 197.617 | 175.6595 | 158.0936 | 79.0468 | 52.6979 | 39.5234 | 31.6187 | 26.3489 | 22.5848 | 19.7617 | 17.566 | 15.8094 | 7.9047 | 5.2698 | 3.9523 | 3.1619 | 2.6349 | 2.2585 | 1.9762 | 1.7566 | 1.5809
0.035 | 2.25 | 3331.1707 | 2775.9756 | 2379.4077 | 2081.9817 | 1850.6504 | 1665.5854 | 832.7927 | 555.1951 | 416.3963 | 333.1171 | 277.5976 | 237.9408 | 208.1982 | 185.065 | 166.5585 | 83.2793 | 55.5195 | 41.6396 | 33.3117 | 27.7598 | 23.7941 | 20.8198 | 18.5065 | 16.6559 | 8.3279 | 5.552 | 4.164 | 3.3312 | 2.776 | 2.3794 | 2.082 | 1.8507 | 1.6656
0.035 | 2.5 | 1808.7268 | 1507.2723 | 1291.9477 | 1130.4542 | 1004.8482 | 904.3634 | 452.1817 | 301.4545 | 226.0908 | 180.8727 | 150.7272 | 129.1948 | 113.0454 | 100.4848 | 90.4363 | 45.2182 | 30.1454 | 22.6091 | 18.0873 | 15.0727 | 12.9195 | 11.3045 | 10.0485 | 9.0436 | 4.5218 | 3.0145 | 2.2609 | 1.8087 | 1.5073 | 1.2919 | 1.1305 | 1.0048 | 0.90436
0.035 | 2.75 | 783.8737 | 653.2281 | 559.9098 | 489.9211 | 435.4854 | 391.9369 | 195.9684 | 130.6456 | 97.9842 | 78.3874 | 65.3228 | 55.991 | 48.9921 | 43.5485 | 39.1937 | 19.5968 | 13.0646 | 9.7984 | 7.8387 | 6.5323 | 5.5991 | 4.8992 | 4.3549 | 3.9194 | 1.9597 | 1.3065 | 0.97984 | 0.78387 | 0.65323 | 0.55991 | 0.48992 | 0.43549 | 0.39194
0.035 | 3 | 501.5871 | 417.9892 | 358.2765 | 313.4919 | 278.6595 | 250.7935 | 125.3968 | 83.5978 | 62.6984 | 50.1587 | 41.7989 | 35.8276 | 31.3492 | 27.8659 | 25.0794 | 12.5397 | 8.3598 | 6.2698 | 5.0159 | 4.1799 | 3.5828 | 3.1349 | 2.7866 | 2.5079 | 1.254 | 0.83598 | 0.62698 | 0.50159 | 0.41799 | 0.35828 | 0.31349 | 0.27866 | 0.25079
0.035 | 3.25 | 413.0345 | 344.1954 | 295.0246 | 258.1465 | 229.4636 | 206.5172 | 103.2586 | 68.8391 | 51.6293 | 41.3034 | 34.4195 | 29.5025 | 25.8147 | 22.9464 | 20.6517 | 10.3259 | 6.8839 | 5.1629 | 4.1303 | 3.442 | 2.9502 | 2.5815 | 2.2946 | 2.0652 | 1.0326 | 0.68839 | 0.51629 | 0.41303 | 0.3442 | 0.29502 | 0.25815 | 0.22946 | 0.20652
0.035 | 3.5 | 561.8436 | 468.203 | 401.3169 | 351.1523 | 312.1354 | 280.9218 | 140.4609 | 93.6406 | 70.2305 | 56.1844 | 46.8203 | 40.1317 | 35.1152 | 31.2135 | 28.0922 | 14.0461 | 9.3641 | 7.023 | 5.6184 | 4.682 | 4.0132 | 3.5115 | 3.1214 | 2.8092 | 1.4046 | 0.93641 | 0.7023 | 0.56184 | 0.4682 | 0.40132 | 0.35115 | 0.31214 | 0.28092
0.035 | 3.75 | 665.9002 | 554.9168 | 475.643 | 416.1876 | 369.9446 | 332.9501 | 166.475 | 110.9834 | 83.2375 | 66.59 | 55.4917 | 47.5643 | 41.6188 | 36.9945 | 33.295 | 16.6475 | 11.0983 | 8.3238 | 6.659 | 5.5492 | 4.7564 | 4.1619 | 3.6994 | 3.3295 | 1.6648 | 1.1098 | 0.83238 | 0.6659 | 0.55492 | 0.47564 | 0.41619 | 0.36994 | 0.33295
0.035 | 4 | 629.9936 | 524.9946 | 449.9954 | 393.746 | 349.9964 | 314.9968 | 157.4984 | 104.9989 | 78.7492 | 62.9994 | 52.4995 | 44.9995 | 39.3746 | 34.9996 | 31.4997 | 15.7498 | 10.4999 | 7.8749 | 6.2999 | 5.2499 | 4.5 | 3.9375 | 3.5 | 3.15 | 1.575 | 1.05 | 0.78749 | 0.62999 | 0.52499 | 0.45 | 0.39375 | 0.35 | 0.315
0.035 | 4.25 | 583.3936 | 486.1613 | 416.7097 | 364.621 | 324.1076 | 291.6968 | 145.8484 | 97.2323 | 72.9242 | 58.3394 | 48.6161 | 41.671 | 36.4621 | 32.4108 | 29.1697 | 14.5848 | 9.7232 | 7.2924 | 5.8339 | 4.8616 | 4.1671 | 3.6462 | 3.2411 | 2.917 | 1.4585 | 0.97232 | 0.72924 | 0.58339 | 0.48616 | 0.41671 | 0.36462 | 0.32411 | 0.2917
0.035 | 4.5 | 739.2439 | 616.0366 | 528.0313 | 462.0274 | 410.691 | 369.6219 | 184.811 | 123.2073 | 92.4055 | 73.9244 | 61.6037 | 52.8031 | 46.2027 | 41.0691 | 36.9622 | 18.4811 | 12.3207 | 9.2405 | 7.3924 | 6.1604 | 5.2803 | 4.6203 | 4.1069 | 3.6962 | 1.8481 | 1.2321 | 0.92405 | 0.73924 | 0.61604 | 0.52803 | 0.46203 | 0.41069 | 0.36962
0.035 | 4.75 | 614.9476 | 512.4563 | 439.2483 | 384.3422 | 341.6375 | 307.4738 | 153.7369 | 102.4913 | 76.8684 | 61.4948 | 51.2456 | 43.9248 | 38.4342 | 34.1638 | 30.7474 | 15.3737 | 10.2491 | 7.6868 | 6.1495 | 5.1246 | 4.3925 | 3.8434 | 3.4164 | 3.0747 | 1.5374 | 1.0249 | 0.76868 | 0.61495 | 0.51246 | 0.43925 | 0.38434 | 0.34164 | 0.30747
0.035 | 5 | 365.8414 | 304.8679 | 261.3153 | 228.6509 | 203.2452 | 182.9207 | 91.4604 | 60.9736 | 45.7302 | 36.5841 | 30.4868 | 26.1315 | 22.8651 | 20.3245 | 18.2921 | 9.146 | 6.0974 | 4.573 | 3.6584 | 3.0487 | 2.6132 | 2.2865 | 2.0325 | 1.8292 | 0.9146 | 0.60974 | 0.4573 | 0.36584 | 0.30487 | 0.26132 | 0.22865 | 0.20325 | 0.18292
0.035 | 5.5 | 363.9209 | 303.2674 | 259.9435 | 227.4506 | 202.1783 | 181.9605 | 90.9802 | 60.6535 | 45.4901 | 36.3921 | 30.3267 | 25.9944 | 22.7451 | 20.2178 | 18.196 | 9.098 | 6.0653 | 4.549 | 3.6392 | 3.0327 | 2.5994 | 2.2745 | 2.0218 | 1.8196 | 0.9098 | 0.60653 | 0.4549 | 0.36392 | 0.30327 | 0.25994 | 0.22745 | 0.20218 | 0.18196
0.035 | 6 | 306.131 | 255.1092 | 218.665 | 191.3319 | 170.0728 | 153.0655 | 76.5327 | 51.0218 | 38.2664 | 30.6131 | 25.5109 | 21.8665 | 19.1332 | 17.0073 | 15.3065 | 7.6533 | 5.1022 | 3.8266 | 3.0613 | 2.5511 | 2.1866 | 1.9133 | 1.7007 | 1.5307 | 0.76533 | 0.51022 | 0.38266 | 0.30613 | 0.25511 | 0.21866 | 0.19133 | 0.17007 | 0.15307
0.035 | 6.5 | 315.1719 | 262.6433 | 225.1228 | 196.9825 | 175.0955 | 157.586 | 78.793 | 52.5287 | 39.3965 | 31.5172 | 26.2643 | 22.5123 | 19.6982 | 17.5096 | 15.7586 | 7.8793 | 5.2529 | 3.9396 | 3.1517 | 2.6264 | 2.2512 | 1.9698 | 1.751 | 1.5759 | 0.78793 | 0.52529 | 0.39396 | 0.31517 | 0.26264 | 0.22512 | 0.19698 | 0.1751 | 0.15759
0.035 | 7 | 273.0027 | 227.5023 | 195.002 | 170.6267 | 151.6682 | 136.5014 | 68.2507 | 45.5005 | 34.1253 | 27.3003 | 22.7502 | 19.5002 | 17.0627 | 15.1668 | 13.6501 | 6.8251 | 4.55 | 3.4125 | 2.73 | 2.275 | 1.95 | 1.7063 | 1.5167 | 1.365 | 0.68251 | 0.455 | 0.34125 | 0.273 | 0.2275 | 0.195 | 0.17063 | 0.15167 | 0.1365
0.035 | 7.5 | 150.487 | 125.4058 | 107.4907 | 94.0543 | 83.6039 | 75.2435 | 37.6217 | 25.0812 | 18.8109 | 15.0487 | 12.5406 | 10.7491 | 9.4054 | 8.3604 | 7.5243 | 3.7622 | 2.5081 | 1.8811 | 1.5049 | 1.2541 | 1.0749 | 0.94054 | 0.83604 | 0.75243 | 0.37622 | 0.25081 | 0.18811 | 0.15049 | 0.12541 | 0.10749 | 0.094054 | 0.083604 | 0.075243
0.035 | 8 | 113.3464 | 94.4553 | 80.9617 | 70.8415 | 62.9702 | 56.6732 | 28.3366 | 18.8911 | 14.1683 | 11.3346 | 9.4455 | 8.0962 | 7.0841 | 6.297 | 5.6673 | 2.8337 | 1.8891 | 1.4168 | 1.1335 | 0.94455 | 0.80962 | 0.70841 | 0.6297 | 0.56673 | 0.28337 | 0.18891 | 0.14168 | 0.11335 | 0.094455 | 0.080962 | 0.070841 | 0.06297 | 0.056673
0.035 | 8.5 | 130.9519 | 109.1266 | 93.5371 | 81.845 | 72.7511 | 65.476 | 32.738 | 21.8253 | 16.369 | 13.0952 | 10.9127 | 9.3537 | 8.1845 | 7.2751 | 6.5476 | 3.2738 | 2.1825 | 1.6369 | 1.3095 | 1.0913 | 0.93537 | 0.81845 | 0.72751 | 0.65476 | 0.32738 | 0.21825 | 0.16369 | 0.13095 | 0.10913 | 0.093537 | 0.081845 | 0.072751 | 0.065476
0.035 | 9 | 108.3097 | 90.2581 | 77.364 | 67.6935 | 60.172 | 54.1548 | 27.0774 | 18.0516 | 13.5387 | 10.831 | 9.0258 | 7.7364 | 6.7694 | 6.0172 | 5.4155 | 2.7077 | 1.8052 | 1.3539 | 1.0831 | 0.90258 | 0.77364 | 0.67694 | 0.60172 | 0.54155 | 0.27077 | 0.18052 | 0.13539 | 0.10831 | 0.090258 | 0.077364 | 0.067694 | 0.060172 | 0.054155
0.035 | 9.5 | 105.089 | 87.5742 | 75.0636 | 65.6806 | 58.3828 | 52.5445 | 26.2723 | 17.5148 | 13.1361 | 10.5089 | 8.7574 | 7.5064 | 6.5681 | 5.8383 | 5.2545 | 2.6272 | 1.7515 | 1.3136 | 1.0509 | 0.87574 | 0.75064 | 0.65681 | 0.58383 | 0.52545 | 0.26272 | 0.17515 | 0.13136 | 0.10509 | 0.087574 | 0.075064 | 0.065681 | 0.058383 | 0.052545
0.035 | 10 | 102.582 | 85.485 | 73.2728 | 64.1137 | 56.99 | 51.291 | 25.6455 | 17.097 | 12.8227 | 10.2582 | 8.5485 | 7.3273 | 6.4114 | 5.699 | 5.1291 | 2.5645 | 1.7097 | 1.2823 | 1.0258 | 0.85485 | 0.73273 | 0.64114 | 0.5699 | 0.51291 | 0.25645 | 0.17097 | 0.12823 | 0.10258 | 0.085485 | 0.073273 | 0.064114 | 0.05699 | 0.051291
0.035 | 12 | 74.6023 | 62.1686 | 53.2873 | 46.6264 | 41.4457 | 37.3011 | 18.6506 | 12.4337 | 9.3253 | 7.4602 | 6.2169 | 5.3287 | 4.6626 | 4.1446 | 3.7301 | 1.8651 | 1.2434 | 0.93253 | 0.74602 | 0.62169 | 0.53287 | 0.46626 | 0.41446 | 0.37301 | 0.18651 | 0.12434 | 0.093253 | 0.074602 | 0.062169 | 0.053287 | 0.046626 | 0.041446 | 0.037301
0.035 | 14 | 56.9038 | 47.4198 | 40.6455 | 35.5648 | 31.6132 | 28.4519 | 14.2259 | 9.484 | 7.113 | 5.6904 | 4.742 | 4.0646 | 3.5565 | 3.1613 | 2.8452 | 1.4226 | 0.9484 | 0.7113 | 0.56904 | 0.4742 | 0.40646 | 0.35565 | 0.31613 | 0.28452 | 0.14226 | 0.09484 | 0.07113 | 0.056904 | 0.04742 | 0.040646 | 0.035565 | 0.031613 | 0.028452
0.035 | 16 | 37.0189 | 30.8491 | 26.4421 | 23.1368 | 20.5661 | 18.5094 | 9.2547 | 6.1698 | 4.6274 | 3.7019 | 3.0849 | 2.6442 | 2.3137 | 2.0566 | 1.8509 | 0.92547 | 0.61698 | 0.46274 | 0.37019 | 0.30849 | 0.26442 | 0.23137 | 0.20566 | 0.18509 | 0.092547 | 0.061698 | 0.046274 | 0.037019 | 0.030849 | 0.026442 | 0.023137 | 0.020566 | 0.018509
0.035 | 18 | 31.223 | 26.0192 | 22.3022 | 19.5144 | 17.3461 | 15.6115 | 7.8058 | 5.2038 | 3.9029 | 3.1223 | 2.6019 | 2.2302 | 1.9514 | 1.7346 | 1.5612 | 0.78058 | 0.52038 | 0.39029 | 0.31223 | 0.26019 | 0.22302 | 0.19514 | 0.17346 | 0.15612 | 0.078058 | 0.052038 | 0.039029 | 0.031223 | 0.026019 | 0.022302 | 0.019514 | 0.017346 | 0.015612
0.035 | 20 | 25.693 | 21.4108 | 18.3521 | 16.0581 | 14.2739 | 12.8465 | 6.4232 | 4.2822 | 3.2116 | 2.5693 | 2.1411 | 1.8352 | 1.6058 | 1.4274 | 1.2846 | 0.64232 | 0.42822 | 0.32116 | 0.25693 | 0.21411 | 0.18352 | 0.16058 | 0.14274 | 0.12846 | 0.064232 | 0.042822 | 0.032116 | 0.025693 | 0.021411 | 0.018352 | 0.016058 | 0.014274 | 0.012846
0.035 | 25 | 15.2147 | 12.6789 | 10.8676 | 9.5092 | 8.4526 | 7.6073 | 3.8037 | 2.5358 | 1.9018 | 1.5215 | 1.2679 | 1.0868 | 0.95092 | 0.84526 | 0.76073 | 0.38037 | 0.25358 | 0.19018 | 0.15215 | 0.12679 | 0.10868 | 0.095092 | 0.084526 | 0.076073 | 0.038037 | 0.025358 | 0.019018 | 0.015215 | 0.012679 | 0.010868 | 0.0095092 | 0.0084526 | 0.0076073
0.035 | 30 | 9.5252 | 7.9377 | 6.8037 | 5.9533 | 5.2918 | 4.7626 | 2.3813 | 1.5875 | 1.1907 | 0.95252 | 0.79377 | 0.68037 | 0.59533 | 0.52918 | 0.47626 | 0.23813 | 0.15875 | 0.11907 | 0.095252 | 0.079377 | 0.068037 | 0.059533 | 0.052918 | 0.047626 | 0.023813 | 0.015875 | 0.011907 | 0.0095252 | 0.0079377 | 0.0068037 | 0.0059533 | 0.0052918 | 0.0047626
0.035 | 35 | 7.1589 | 5.9657 | 5.1135 | 4.4743 | 3.9772 | 3.5794 | 1.7897 | 1.1931 | 0.89486 | 0.71589 | 0.59657 | 0.51135 | 0.44743 | 0.39772 | 0.35794 | 0.17897 | 0.11931 | 0.089486 | 0.071589 | 0.059657 | 0.051135 | 0.044743 | 0.039772 | 0.035794 | 0.017897 | 0.011931 | 0.0089486 | 0.0071589 | 0.0059657 | 0.0051135 | 0.0044743 | 0.0039772 | 0.0035794
0.035 | 40 | 5.3864 | 4.4887 | 3.8474 | 3.3665 | 2.9924 | 2.6932 | 1.3466 | 0.89773 | 0.6733 | 0.53864 | 0.44887 | 0.38474 | 0.33665 | 0.29924 | 0.26932 | 0.13466 | 0.089773 | 0.06733 | 0.053864 | 0.044887 | 0.038474 | 0.033665 | 0.029924 | 0.026932 | 0.013466 | 0.0089773 | 0.006733 | 0.0053864 | 0.0044887 | 0.0038474 | 0.0033665 | 0.0029924 | 0.0026932
0.035 | 45 | 4.1068 | 3.4223 | 2.9334 | 2.5667 | 2.2815 | 2.0534 | 1.0267 | 0.68446 | 0.51335 | 0.41068 | 0.34223 | 0.29334 | 0.25667 | 0.22815 | 0.20534 | 0.10267 | 0.068446 | 0.051335 | 0.041068 | 0.034223 | 0.029334 | 0.025667 | 0.022815 | 0.020534 | 0.010267 | 0.0068446 | 0.0051335 | 0.0041068 | 0.0034223 | 0.0029334 | 0.0025667 | 0.0022815 | 0.0020534
0.035 | 50 | 3.1629 | 2.6358 | 2.2592 | 1.9768 | 1.7572 | 1.5815 | 0.79073 | 0.52716 | 0.39537 | 0.31629 | 0.26358 | 0.22592 | 0.19768 | 0.17572 | 0.15815 | 0.079073 | 0.052716 | 0.039537 | 0.031629 | 0.026358 | 0.022592 | 0.019768 | 0.017572 | 0.015815 | 0.0079073 | 0.0052716 | 0.0039537 | 0.0031629 | 0.0026358 | 0.0022592 | 0.0019768 | 0.0017572 | 0.0015815
0.035 | 55 | 2.645 | 2.2042 | 1.8893 | 1.6531 | 1.4695 | 1.3225 | 0.66126 | 0.44084 | 0.33063 | 0.2645 | 0.22042 | 0.18893 | 0.16531 | 0.14695 | 0.13225 | 0.066126 | 0.044084 | 0.033063 | 0.02645 | 0.022042 | 0.018893 | 0.016531 | 0.014695 | 0.013225 | 0.0066126 | 0.0044084 | 0.0033063 | 0.002645 | 0.0022042 | 0.0018893 | 0.0016531 | 0.0014695 | 0.0013225
0.035 | 60 | 2.2029 | 1.8357 | 1.5735 | 1.3768 | 1.2238 | 1.1014 | 0.55071 | 0.36714 | 0.27536 | 0.22029 | 0.18357 | 0.15735 | 0.13768 | 0.12238 | 0.11014 | 0.055071 | 0.036714 | 0.027536 | 0.022029 | 0.018357 | 0.015735 | 0.013768 | 0.012238 | 0.011014 | 0.0055071 | 0.0036714 | 0.0027536 | 0.0022029 | 0.0018357 | 0.0015735 | 0.0013768 | 0.0012238 | 0.0011014
0.035 | 65 | 1.8859 | 1.5716 | 1.3471 | 1.1787 | 1.0477 | 0.94296 | 0.47148 | 0.31432 | 0.23574 | 0.18859 | 0.15716 | 0.13471 | 0.11787 | 0.10477 | 0.094296 | 0.047148 | 0.031432 | 0.023574 | 0.018859 | 0.015716 | 0.013471 | 0.011787 | 0.010477 | 0.0094296 | 0.0047148 | 0.0031432 | 0.0023574 | 0.0018859 | 0.0015716 | 0.0013471 | 0.0011787 | 0.0010477 | 0.00094296
0.035 | 70 | 1.6071 | 1.3392 | 1.1479 | 1.0044 | 0.89281 | 0.80353 | 0.40176 | 0.26784 | 0.20088 | 0.16071 | 0.13392 | 0.11479 | 0.10044 | 0.089281 | 0.080353 | 0.040176 | 0.026784 | 0.020088 | 0.016071 | 0.013392 | 0.011479 | 0.010044 | 0.0089281 | 0.0080353 | 0.0040176 | 0.0026784 | 0.0020088 | 0.0016071 | 0.0013392 | 0.0011479 | 0.0010044 | 0.00089281 | 0.00080353
0.035 | 75 | 1.3959 | 1.1632 | 0.99707 | 0.87243 | 0.7755 | 0.69795 | 0.34897 | 0.23265 | 0.17449 | 0.13959 | 0.11632 | 0.099707 | 0.087243 | 0.07755 | 0.069795 | 0.034897 | 0.023265 | 0.017449 | 0.013959 | 0.011632 | 0.0099707 | 0.0087243 | 0.007755 | 0.0069795 | 0.0034897 | 0.0023265 | 0.0017449 | 0.0013959 | 0.0011632 | 0.00099707 | 0.00087243 | 0.0007755 | 0.00069795
0.035 | 80 | 1.2476 | 1.0396 | 0.89111 | 0.77972 | 0.69309 | 0.62378 | 0.31189 | 0.20793 | 0.15594 | 0.12476 | 0.10396 | 0.089111 | 0.077972 | 0.069309 | 0.062378 | 0.031189 | 0.020793 | 0.015594 | 0.012476 | 0.010396 | 0.0089111 | 0.0077972 | 0.0069309 | 0.0062378 | 0.0031189 | 0.0020793 | 0.0015594 | 0.0012476 | 0.0010396 | 0.00089111 | 0.00077972 | 0.00069309 | 0.00062378
0.035 | 85 | 1.1182 | 0.93182 | 0.7987 | 0.69886 | 0.62121 | 0.55909 | 0.27954 | 0.18636 | 0.13977 | 0.11182 | 0.093182 | 0.07987 | 0.069886 | 0.062121 | 0.055909 | 0.027954 | 0.018636 | 0.013977 | 0.011182 | 0.0093182 | 0.007987 | 0.0069886 | 0.0062121 | 0.0055909 | 0.0027954 | 0.0018636 | 0.0013977 | 0.0011182 | 0.00093182 | 0.0007987 | 0.00069886 | 0.00062121 | 0.00055909
0.035 | 90 | 1.0069 | 0.83905 | 0.71918 | 0.62928 | 0.55936 | 0.50343 | 0.25171 | 0.16781 | 0.12586 | 0.10069 | 0.083905 | 0.071918 | 0.062928 | 0.055936 | 0.050343 | 0.025171 | 0.016781 | 0.012586 | 0.010069 | 0.0083905 | 0.0071918 | 0.0062928 | 0.0055936 | 0.0050343 | 0.0025171 | 0.0016781 | 0.0012586 | 0.0010069 | 0.00083905 | 0.00071918 | 0.00062928 | 0.00055936 | 0.00050343
0.035 | 95 | 0.92435 | 0.7703 | 0.66025 | 0.57772 | 0.51353 | 0.46218 | 0.23109 | 0.15406 | 0.11554 | 0.092435 | 0.07703 | 0.066025 | 0.057772 | 0.051353 | 0.046218 | 0.023109 | 0.015406 | 0.011554 | 0.0092435 | 0.007703 | 0.0066025 | 0.0057772 | 0.0051353 | 0.0046218 | 0.0023109 | 0.0015406 | 0.0011554 | 0.00092435 | 0.0007703 | 0.00066025 | 0.00057772 | 0.00051353 | 0.00046218
0.035 | 100 | 0.83865 | 0.69888 | 0.59904 | 0.52416 | 0.46592 | 0.41933 | 0.20966 | 0.13978 | 0.10483 | 0.083865 | 0.069888 | 0.059904 | 0.052416 | 0.046592 | 0.041933 | 0.020966 | 0.013978 | 0.010483 | 0.0083865 | 0.0069888 | 0.0059904 | 0.0052416 | 0.0046592 | 0.0041933 | 0.0020966 | 0.0013978 | 0.0010483 | 0.00083865 | 0.00069888 | 0.00059904 | 0.00052416 | 0.00046592 | 0.00041933
0.04 | 0.1 | 4460.0383 | 3716.6986 | 3185.7417 | 2787.524 | 2477.7991 | 2230.0192 | 1115.0096 | 743.3397 | 557.5048 | 446.0038 | 371.6699 | 318.5742 | 278.7524 | 247.7799 | 223.0019 | 111.501 | 74.334 | 55.7505 | 44.6004 | 37.167 | 31.8574 | 27.8752 | 24.778 | 22.3002 | 11.1501 | 7.4334 | 5.575 | 4.46 | 3.7167 | 3.1857 | 2.7875 | 2.4778 | 2.23
0.04 | 0.2 | 2143.1996 | 1785.9997 | 1530.8569 | 1339.4998 | 1190.6665 | 1071.5998 | 535.7999 | 357.1999 | 267.9 | 214.32 | 178.6 | 153.0857 | 133.95 | 119.0666 | 107.16 | 53.58 | 35.72 | 26.79 | 21.432 | 17.86 | 15.3086 | 13.395 | 11.9067 | 10.716 | 5.358 | 3.572 | 2.679 | 2.1432 | 1.786 | 1.5309 | 1.3395 | 1.1907 | 1.0716
0.04 | 0.3 | 1179.0382 | 982.5318 | 842.1701 | 736.8989 | 655.0212 | 589.5191 | 294.7595 | 196.5064 | 147.3798 | 117.9038 | 98.2532 | 84.217 | 73.6899 | 65.5021 | 58.9519 | 29.476 | 19.6506 | 14.738 | 11.7904 | 9.8253 | 8.4217 | 7.369 | 6.5502 | 5.8952 | 2.9476 | 1.9651 | 1.4738 | 1.179 | 0.98253 | 0.84217 | 0.7369 | 0.65502 | 0.58952
0.04 | 0.4 | 869.5771 | 724.6476 | 621.1265 | 543.4857 | 483.0984 | 434.7886 | 217.3943 | 144.9295 | 108.6971 | 86.9577 | 72.4648 | 62.1127 | 54.3486 | 48.3098 | 43.4789 | 21.7394 | 14.493 | 10.8697 | 8.6958 | 7.2465 | 6.2113 | 5.4349 | 4.831 | 4.3479 | 2.1739 | 1.4493 | 1.087 | 0.86958 | 0.72465 | 0.62113 | 0.54349 | 0.4831 | 0.43479
0.04 | 0.5 | 555.7212 | 463.101 | 396.9437 | 347.3258 | 308.734 | 277.8606 | 138.9303 | 92.6202 | 69.4652 | 55.5721 | 46.3101 | 39.6944 | 34.7326 | 30.8734 | 27.7861 | 13.893 | 9.262 | 6.9465 | 5.5572 | 4.631 | 3.9694 | 3.4733 | 3.0873 | 2.7786 | 1.3893 | 0.9262 | 0.69465 | 0.55572 | 0.4631 | 0.39694 | 0.34733 | 0.30873 | 0.27786
0.04 | 0.6 | 429.0524 | 357.5437 | 306.466 | 268.1578 | 238.3625 | 214.5262 | 107.2631 | 71.5087 | 53.6316 | 42.9052 | 35.7544 | 30.6466 | 26.8158 | 23.8362 | 21.4526 | 10.7263 | 7.1509 | 5.3632 | 4.2905 | 3.5754 | 3.0647 | 2.6816 | 2.3836 | 2.1453 | 1.0726 | 0.71509 | 0.53632 | 0.42905 | 0.35754 | 0.30647 | 0.26816 | 0.23836 | 0.21453
0.04 | 0.7 | 392.7821 | 327.3184 | 280.5586 | 245.4888 | 218.2123 | 196.3911 | 98.1955 | 65.4637 | 49.0978 | 39.2782 | 32.7318 | 28.0559 | 24.5489 | 21.8212 | 19.6391 | 9.8196 | 6.5464 | 4.9098 | 3.9278 | 3.2732 | 2.8056 | 2.4549 | 2.1821 | 1.9639 | 0.98196 | 0.65464 | 0.49098 | 0.39278 | 0.32732 | 0.28056 | 0.24549 | 0.21821 | 0.19639
0.04 | 0.8 | 399.1164 | 332.597 | 285.0831 | 249.4478 | 221.7313 | 199.5582 | 99.7791 | 66.5194 | 49.8896 | 39.9116 | 33.2597 | 28.5083 | 24.9448 | 22.1731 | 19.9558 | 9.9779 | 6.6519 | 4.989 | 3.9912 | 3.326 | 2.8508 | 2.4945 | 2.2173 | 1.9956 | 0.99779 | 0.66519 | 0.4989 | 0.39912 | 0.3326 | 0.28508 | 0.24945 | 0.22173 | 0.19956
0.04 | 0.9 | 423.2179 | 352.6815 | 302.2985 | 264.5112 | 235.121 | 211.6089 | 105.8045 | 70.5363 | 52.9022 | 42.3218 | 35.2682 | 30.2298 | 26.4511 | 23.5121 | 21.1609 | 10.5804 | 7.0536 | 5.2902 | 4.2322 | 3.5268 | 3.023 | 2.6451 | 2.3512 | 2.1161 | 1.058 | 0.70536 | 0.52902 | 0.42322 | 0.35268 | 0.3023 | 0.26451 | 0.23512 | 0.21161
0.04 | 1 | 445.8879 | 371.5733 | 318.4914 | 278.68 | 247.7155 | 222.944 | 111.472 | 74.3147 | 55.736 | 44.5888 | 37.1573 | 31.8491 | 27.868 | 24.7716 | 22.2944 | 11.1472 | 7.4315 | 5.5736 | 4.4589 | 3.7157 | 3.1849 | 2.7868 | 2.4772 | 2.2294 | 1.1147 | 0.74315 | 0.55736 | 0.44589 | 0.37157 | 0.31849 | 0.27868 | 0.24772 | 0.22294
0.04 | 1.25 | 537.3153 | 447.7628 | 383.7967 | 335.8221 | 298.5085 | 268.6577 | 134.3288 | 89.5526 | 67.1644 | 53.7315 | 44.7763 | 38.3797 | 33.5822 | 29.8509 | 26.8658 | 13.4329 | 8.9553 | 6.7164 | 5.3732 | 4.4776 | 3.838 | 3.3582 | 2.9851 | 2.6866 | 1.3433 | 0.89553 | 0.67164 | 0.53732 | 0.44776 | 0.3838 | 0.33582 | 0.29851 | 0.26866
0.04 | 1.5 | 766.4002 | 638.6668 | 547.4287 | 479.0001 | 425.7779 | 383.2001 | 191.6001 | 127.7334 | 95.8 | 76.64 | 63.8667 | 54.7429 | 47.9 | 42.5778 | 38.32 | 19.16 | 12.7733 | 9.58 | 7.664 | 6.3867 | 5.4743 | 4.79 | 4.2578 | 3.832 | 1.916 | 1.2773 | 0.958 | 0.7664 | 0.63867 | 0.54743 | 0.479 | 0.42578 | 0.3832
0.04 | 1.75 | 2098.7684 | 1748.9737 | 1499.1203 | 1311.7302 | 1165.9824 | 1049.3842 | 524.6921 | 349.7947 | 262.346 | 209.8768 | 174.8974 | 149.912 | 131.173 | 116.5982 | 104.9384 | 52.4692 | 34.9795 | 26.2346 | 20.9877 | 17.4897 | 14.9912 | 13.1173 | 11.6598 | 10.4938 | 5.2469 | 3.4979 | 2.6235 | 2.0988 | 1.749 | 1.4991 | 1.3117 | 1.166 | 1.0494
0.04 | 2 | 2903.3394 | 2419.4495 | 2073.8139 | 1814.5871 | 1612.9664 | 1451.6697 | 725.8349 | 483.8899 | 362.9174 | 290.3339 | 241.945 | 207.3814 | 181.4587 | 161.2966 | 145.167 | 72.5835 | 48.389 | 36.2917 | 29.0334 | 24.1945 | 20.7381 | 18.1459 | 16.1297 | 14.5167 | 7.2583 | 4.8389 | 3.6292 | 2.9033 | 2.4194 | 2.0738 | 1.8146 | 1.613 | 1.4517
0.04 | 2.25 | 3068.8868 | 2557.4057 | 2192.062 | 1918.0542 | 1704.9371 | 1534.4434 | 767.2217 | 511.4811 | 383.6108 | 306.8887 | 255.7406 | 219.2062 | 191.8054 | 170.4937 | 153.4443 | 76.7222 | 51.1481 | 38.3611 | 30.6889 | 25.5741 | 21.9206 | 19.1805 | 17.0494 | 15.3444 | 7.6722 | 5.1148 | 3.8361 | 3.0689 | 2.5574 | 2.1921 | 1.9181 | 1.7049 | 1.5344
0.04 | 2.5 | 1729.8099 | 1441.5082 | 1235.5785 | 1081.1312 | 961.0055 | 864.9049 | 432.4525 | 288.3016 | 216.2262 | 172.981 | 144.1508 | 123.5578 | 108.1131 | 96.1005 | 86.4905 | 43.2452 | 28.8302 | 21.6226 | 17.2981 | 14.4151 | 12.3558 | 10.8113 | 9.6101 | 8.649 | 4.3245 | 2.883 | 2.1623 | 1.7298 | 1.4415 | 1.2356 | 1.0811 | 0.96101 | 0.8649
0.04 | 2.75 | 773.2804 | 644.4004 | 552.3432 | 483.3003 | 429.6002 | 386.6402 | 193.3201 | 128.8801 | 96.6601 | 77.328 | 64.44 | 55.2343 | 48.33 | 42.96 | 38.664 | 19.332 | 12.888 | 9.666 | 7.7328 | 6.444 | 5.5234 | 4.833 | 4.296 | 3.8664 | 1.9332 | 1.2888 | 0.9666 | 0.77328 | 0.6444 | 0.55234 | 0.4833 | 0.4296 | 0.38664
0.04 | 3 | 495.9734 | 413.3112 | 354.2667 | 309.9834 | 275.5408 | 247.9867 | 123.9934 | 82.6622 | 61.9967 | 49.5973 | 41.3311 | 35.4267 | 30.9983 | 27.5541 | 24.7987 | 12.3993 | 8.2662 | 6.1997 | 4.9597 | 4.1331 | 3.5427 | 3.0998 | 2.7554 | 2.4799 | 1.2399 | 0.82662 | 0.61997 | 0.49597 | 0.41331 | 0.35427 | 0.30998 | 0.27554 | 0.24799
0.04 | 3.25 | 402.5984 | 335.4987 | 287.5703 | 251.624 | 223.6658 | 201.2992 | 100.6496 | 67.0997 | 50.3248 | 40.2598 | 33.5499 | 28.757 | 25.1624 | 22.3666 | 20.1299 | 10.065 | 6.71 | 5.0325 | 4.026 | 3.355 | 2.8757 | 2.5162 | 2.2367 | 2.013 | 1.0065 | 0.671 | 0.50325 | 0.4026 | 0.3355 | 0.28757 | 0.25162 | 0.22367 | 0.2013
0.04 | 3.5 | 515.4395 | 429.5329 | 368.1711 | 322.1497 | 286.3553 | 257.7198 | 128.8599 | 85.9066 | 64.4299 | 51.544 | 42.9533 | 36.8171 | 32.215 | 28.6355 | 25.772 | 12.886 | 8.5907 | 6.443 | 5.1544 | 4.2953 | 3.6817 | 3.2215 | 2.8636 | 2.5772 | 1.2886 | 0.85907 | 0.6443 | 0.51544 | 0.42953 | 0.36817 | 0.32215 | 0.28636 | 0.25772
0.04 | 3.75 | 599.1698 | 499.3082 | 427.9784 | 374.4811 | 332.8721 | 299.5849 | 149.7925 | 99.8616 | 74.8962 | 59.917 | 49.9308 | 42.7978 | 37.4481 | 33.2872 | 29.9585 | 14.9792 | 9.9862 | 7.4896 | 5.9917 | 4.9931 | 4.2798 | 3.7448 | 3.3287 | 2.9958 | 1.4979 | 0.99862 | 0.74896 | 0.59917 | 0.49931 | 0.42798 | 0.37448 | 0.33287 | 0.29958
0.04 | 4 | 569.8499 | 474.8749 | 407.0356 | 356.1562 | 316.5833 | 284.9249 | 142.4625 | 94.975 | 71.2312 | 56.985 | 47.4875 | 40.7036 | 35.6156 | 31.6583 | 28.4925 | 14.2462 | 9.4975 | 7.1231 | 5.6985 | 4.7487 | 4.0704 | 3.5616 | 3.1658 | 2.8492 | 1.4246 | 0.94975 | 0.71231 | 0.56985 | 0.47487 | 0.40704 | 0.35616 | 0.31658 | 0.28492
0.04 | 4.25 | 546.9305 | 455.7754 | 390.6646 | 341.8316 | 303.8503 | 273.4653 | 136.7326 | 91.1551 | 68.3663 | 54.6931 | 45.5775 | 39.0665 | 34.1832 | 30.385 | 27.3465 | 13.6733 | 9.1155 | 6.8366 | 5.4693 | 4.5578 | 3.9066 | 3.4183 | 3.0385 | 2.7347 | 1.3673 | 0.91155 | 0.68366 | 0.54693 | 0.45578 | 0.39066 | 0.34183 | 0.30385 | 0.27347
0.04 | 4.5 | 677.8926 | 564.9105 | 484.209 | 423.6829 | 376.607 | 338.9463 | 169.4731 | 112.9821 | 84.7366 | 67.7893 | 56.491 | 48.4209 | 42.3683 | 37.6607 | 33.8946 | 16.9473 | 11.2982 | 8.4737 | 6.7789 | 5.6491 | 4.8421 | 4.2368 | 3.7661 | 3.3895 | 1.6947 | 1.1298 | 0.84737 | 0.67789 | 0.56491 | 0.48421 | 0.42368 | 0.37661 | 0.33895
0.04 | 4.75 | 582.2286 | 485.1905 | 415.8776 | 363.8929 | 323.4603 | 291.1143 | 145.5571 | 97.0381 | 72.7786 | 58.2229 | 48.519 | 41.5878 | 36.3893 | 32.346 | 29.1114 | 14.5557 | 9.7038 | 7.2779 | 5.8223 | 4.8519 | 4.1588 | 3.6389 | 3.2346 | 2.9111 | 1.4556 | 0.97038 | 0.72779 | 0.58223 | 0.48519 | 0.41588 | 0.36389 | 0.32346 | 0.29111
0.04 | 5 | 346.2259 | 288.5215 | 247.3042 | 216.3912 | 192.3477 | 173.1129 | 86.5565 | 57.7043 | 43.2782 | 34.6226 | 28.8522 | 24.7304 | 21.6391 | 19.2348 | 17.3113 | 8.6556 | 5.7704 | 4.3278 | 3.4623 | 2.8852 | 2.473 | 2.1639 | 1.9235 | 1.7311 | 0.86556 | 0.57704 | 0.43278 | 0.34623 | 0.28852 | 0.2473 | 0.21639 | 0.19235 | 0.17311
0.04 | 5.5 | 338.9656 | 282.4714 | 242.1183 | 211.8535 | 188.3142 | 169.4828 | 84.7414 | 56.4943 | 42.3707 | 33.8966 | 28.2471 | 24.2118 | 21.1854 | 18.8314 | 16.9483 | 8.4741 | 5.6494 | 4.2371 | 3.3897 | 2.8247 | 2.4212 | 2.1185 | 1.8831 | 1.6948 | 0.84741 | 0.56494 | 0.42371 | 0.33897 | 0.28247 | 0.24212 | 0.21185 | 0.18831 | 0.16948
0.04 | 6 | 269.9525 | 224.9604 | 192.8232 | 168.7203 | 149.9736 | 134.9763 | 67.4881 | 44.9921 | 33.7441 | 26.9953 | 22.496 | 19.2823 | 16.872 | 14.9974 | 13.4976 | 6.7488 | 4.4992 | 3.3744 | 2.6995 | 2.2496 | 1.9282 | 1.6872 | 1.4997 | 1.3498 | 0.67488 | 0.44992 | 0.33744 | 0.26995 | 0.22496 | 0.19282 | 0.16872 | 0.14997 | 0.13498
0.04 | 6.5 | 286.3686 | 238.6405 | 204.549 | 178.9804 | 159.0937 | 143.1843 | 71.5922 | 47.7281 | 35.7961 | 28.6369 | 23.8641 | 20.4549 | 17.898 | 15.9094 | 14.3184 | 7.1592 | 4.7728 | 3.5796 | 2.8637 | 2.3864 | 2.0455 | 1.7898 | 1.5909 | 1.4318 | 0.71592 | 0.47728 | 0.35796 | 0.28637 | 0.23864 | 0.20455 | 0.17898 | 0.15909 | 0.14318
0.04 | 7 | 255.7265 | 213.1054 | 182.6618 | 159.8291 | 142.0703 | 127.8633 | 63.9316 | 42.6211 | 31.9658 | 25.5727 | 21.3105 | 18.2662 | 15.9829 | 14.207 | 12.7863 | 6.3932 | 4.2621 | 3.1966 | 2.5573 | 2.1311 | 1.8266 | 1.5983 | 1.4207 | 1.2786 | 0.63932 | 0.42621 | 0.31966 | 0.25573 | 0.21311 | 0.18266 | 0.15983 | 0.14207 | 0.12786
0.04 | 7.5 | 148.8765 | 124.0638 | 106.3404 | 93.0478 | 82.7092 | 74.4383 | 37.2191 | 24.8128 | 18.6096 | 14.8877 | 12.4064 | 10.634 | 9.3048 | 8.2709 | 7.4438 | 3.7219 | 2.4813 | 1.861 | 1.4888 | 1.2406 | 1.0634 | 0.93048 | 0.82709 | 0.74438 | 0.37219 | 0.24813 | 0.1861 | 0.14888 | 0.12406 | 0.10634 | 0.093048 | 0.082709 | 0.074438
0.04 | 8 | 109.7398 | 91.4498 | 78.3856 | 68.5874 | 60.9666 | 54.8699 | 27.435 | 18.29 | 13.7175 | 10.974 | 9.145 | 7.8386 | 6.8587 | 6.0967 | 5.487 | 2.7435 | 1.829 | 1.3717 | 1.0974 | 0.9145 | 0.78386 | 0.68587 | 0.60967 | 0.5487 | 0.27435 | 0.1829 | 0.13717 | 0.10974 | 0.09145 | 0.078386 | 0.068587 | 0.060967 | 0.05487
0.04 | 8.5 | 120.4203 | 100.3502 | 86.0145 | 75.2627 | 66.9001 | 60.2101 | 30.1051 | 20.07 | 15.0525 | 12.042 | 10.035 | 8.6014 | 7.5263 | 6.69 | 6.021 | 3.0105 | 2.007 | 1.5053 | 1.2042 | 1.0035 | 0.86014 | 0.75263 | 0.669 | 0.6021 | 0.30105 | 0.2007 | 0.15053 | 0.12042 | 0.10035 | 0.086014 | 0.075263 | 0.0669 | 0.06021
0.04 | 9 | 102.8126 | 85.6772 | 73.4376 | 64.2579 | 57.1181 | 51.4063 | 25.7031 | 17.1354 | 12.8516 | 10.2813 | 8.5677 | 7.3438 | 6.4258 | 5.7118 | 5.1406 | 2.5703 | 1.7135 | 1.2852 | 1.0281 | 0.85677 | 0.73438 | 0.64258 | 0.57118 | 0.51406 | 0.25703 | 0.17135 | 0.12852 | 0.10281 | 0.085677 | 0.073438 | 0.064258 | 0.057118 | 0.051406
0.04 | 9.5 | 96.9968 | 80.8307 | 69.2834 | 60.623 | 53.8871 | 48.4984 | 24.2492 | 16.1661 | 12.1246 | 9.6997 | 8.0831 | 6.9283 | 6.0623 | 5.3887 | 4.8498 | 2.4249 | 1.6166 | 1.2125 | 0.96997 | 0.80831 | 0.69283 | 0.60623 | 0.53887 | 0.48498 | 0.24249 | 0.16166 | 0.12125 | 0.096997 | 0.080831 | 0.069283 | 0.060623 | 0.053887 | 0.048498
0.04 | 10 | 93.1083 | 77.5902 | 66.5059 | 58.1927 | 51.7268 | 46.5541 | 23.2771 | 15.518 | 11.6385 | 9.3108 | 7.759 | 6.6506 | 5.8193 | 5.1727 | 4.6554 | 2.3277 | 1.5518 | 1.1639 | 0.93108 | 0.7759 | 0.66506 | 0.58193 | 0.51727 | 0.46554 | 0.23277 | 0.15518 | 0.11639 | 0.093108 | 0.07759 | 0.066506 | 0.058193 | 0.051727 | 0.046554
0.04 | 12 | 70.4986 | 58.7489 | 50.3562 | 44.0617 | 39.1659 | 35.2493 | 17.6247 | 11.7498 | 8.8123 | 7.0499 | 5.8749 | 5.0356 | 4.4062 | 3.9166 | 3.5249 | 1.7625 | 1.175 | 0.88123 | 0.70499 | 0.58749 | 0.50356 | 0.44062 | 0.39166 | 0.35249 | 0.17625 | 0.1175 | 0.088123 | 0.070499 | 0.058749 | 0.050356 | 0.044062 | 0.039166 | 0.035249
0.04 | 14 | 54.3344 | 45.2787 | 38.8103 | 33.959 | 30.1858 | 27.1672 | 13.5836 | 9.0557 | 6.7918 | 5.4334 | 4.5279 | 3.881 | 3.3959 | 3.0186 | 2.7167 | 1.3584 | 0.90557 | 0.67918 | 0.54334 | 0.45279 | 0.3881 | 0.33959 | 0.30186 | 0.27167 | 0.13584 | 0.090557 | 0.067918 | 0.054334 | 0.045279 | 0.03881 | 0.033959 | 0.030186 | 0.027167
0.04 | 16 | 35.3745 | 29.4787 | 25.2675 | 22.1091 | 19.6525 | 17.6872 | 8.8436 | 5.8957 | 4.4218 | 3.5374 | 2.9479 | 2.5267 | 2.2109 | 1.9652 | 1.7687 | 0.88436 | 0.58957 | 0.44218 | 0.35374 | 0.29479 | 0.25267 | 0.22109 | 0.19652 | 0.17687 | 0.088436 | 0.058957 | 0.044218 | 0.035374 | 0.029479 | 0.025267 | 0.022109 | 0.019652 | 0.017687
0.04 | 18 | 29.5125 | 24.5938 | 21.0804 | 18.4453 | 16.3958 | 14.7563 | 7.3781 | 4.9188 | 3.6891 | 2.9513 | 2.4594 | 2.108 | 1.8445 | 1.6396 | 1.4756 | 0.73781 | 0.49188 | 0.36891 | 0.29513 | 0.24594 | 0.2108 | 0.18445 | 0.16396 | 0.14756 | 0.073781 | 0.049188 | 0.036891 | 0.029513 | 0.024594 | 0.02108 | 0.018445 | 0.016396 | 0.014756
0.04 | 20 | 24.1246 | 20.1039 | 17.2319 | 15.0779 | 13.4026 | 12.0623 | 6.0312 | 4.0208 | 3.0156 | 2.4125 | 2.0104 | 1.7232 | 1.5078 | 1.3403 | 1.2062 | 0.60312 | 0.40208 | 0.30156 | 0.24125 | 0.20104 | 0.17232 | 0.15078 | 0.13403 | 0.12062 | 0.060312 | 0.040208 | 0.030156 | 0.024125 | 0.020104 | 0.017232 | 0.015078 | 0.013403 | 0.012062
0.04 | 25 | 14.108 | 11.7567 | 10.0771 | 8.8175 | 7.8378 | 7.054 | 3.527 | 2.3513 | 1.7635 | 1.4108 | 1.1757 | 1.0077 | 0.88175 | 0.78378 | 0.7054 | 0.3527 | 0.23513 | 0.17635 | 0.14108 | 0.11757 | 0.10077 | 0.088175 | 0.078378 | 0.07054 | 0.03527 | 0.023513 | 0.017635 | 0.014108 | 0.011757 | 0.010077 | 0.0088175 | 0.0078378 | 0.007054
0.04 | 30 | 9.1693 | 7.641 | 6.5495 | 5.7308 | 5.094 | 4.5846 | 2.2923 | 1.5282 | 1.1462 | 0.91693 | 0.7641 | 0.65495 | 0.57308 | 0.5094 | 0.45846 | 0.22923 | 0.15282 | 0.11462 | 0.091693 | 0.07641 | 0.065495 | 0.057308 | 0.05094 | 0.045846 | 0.022923 | 0.015282 | 0.011462 | 0.0091693 | 0.007641 | 0.0065495 | 0.0057308 | 0.005094 | 0.0045846
0.04 | 35 | 6.7313 | 5.6095 | 4.8081 | 4.2071 | 3.7396 | 3.3657 | 1.6828 | 1.1219 | 0.84142 | 0.67313 | 0.56095 | 0.48081 | 0.42071 | 0.37396 | 0.33657 | 0.16828 | 0.11219 | 0.084142 | 0.067313 | 0.056095 | 0.048081 | 0.042071 | 0.037396 | 0.033657 | 0.016828 | 0.011219 | 0.0084142 | 0.0067313 | 0.0056095 | 0.0048081 | 0.0042071 | 0.0037396 | 0.0033657
0.04 | 40 | 5.0949 | 4.2458 | 3.6392 | 3.1843 | 2.8305 | 2.5475 | 1.2737 | 0.84916 | 0.63687 | 0.50949 | 0.42458 | 0.36392 | 0.31843 | 0.28305 | 0.25475 | 0.12737 | 0.084916 | 0.063687 | 0.050949 | 0.042458 | 0.036392 | 0.031843 | 0.028305 | 0.025475 | 0.012737 | 0.0084916 | 0.0063687 | 0.0050949 | 0.0042458 | 0.0036392 | 0.0031843 | 0.0028305 | 0.0025475
0.04 | 45 | 3.8758 | 3.2298 | 2.7684 | 2.4224 | 2.1532 | 1.9379 | 0.96895 | 0.64596 | 0.48447 | 0.38758 | 0.32298 | 0.27684 | 0.24224 | 0.21532 | 0.19379 | 0.096895 | 0.064596 | 0.048447 | 0.038758 | 0.032298 | 0.027684 | 0.024224 | 0.021532 | 0.019379 | 0.0096895 | 0.0064596 | 0.0048447 | 0.0038758 | 0.0032298 | 0.0027684 | 0.0024224 | 0.0021532 | 0.0019379
0.04 | 50 | 3.0371 | 2.5309 | 2.1694 | 1.8982 | 1.6873 | 1.5186 | 0.75928 | 0.50619 | 0.37964 | 0.30371 | 0.25309 | 0.21694 | 0.18982 | 0.16873 | 0.15186 | 0.075928 | 0.050619 | 0.037964 | 0.030371 | 0.025309 | 0.021694 | 0.018982 | 0.016873 | 0.015186 | 0.0075928 | 0.0050619 | 0.0037964 | 0.0030371 | 0.0025309 | 0.0021694 | 0.0018982 | 0.0016873 | 0.0015186
0.04 | 55 | 2.5194 | 2.0995 | 1.7996 | 1.5746 | 1.3997 | 1.2597 | 0.62985 | 0.4199 | 0.31493 | 0.25194 | 0.20995 | 0.17996 | 0.15746 | 0.13997 | 0.12597 | 0.062985 | 0.04199 | 0.031493 | 0.025194 | 0.020995 | 0.017996 | 0.015746 | 0.013997 | 0.012597 | 0.0062985 | 0.004199 | 0.0031493 | 0.0025194 | 0.0020995 | 0.0017996 | 0.0015746 | 0.0013997 | 0.0012597
0.04 | 60 | 2.1002 | 1.7502 | 1.5002 | 1.3126 | 1.1668 | 1.0501 | 0.52506 | 0.35004 | 0.26253 | 0.21002 | 0.17502 | 0.15002 | 0.13126 | 0.11668 | 0.10501 | 0.052506 | 0.035004 | 0.026253 | 0.021002 | 0.017502 | 0.015002 | 0.013126 | 0.011668 | 0.010501 | 0.0052506 | 0.0035004 | 0.0026253 | 0.0021002 | 0.0017502 | 0.0015002 | 0.0013126 | 0.0011668 | 0.0010501
0.04 | 65 | 1.7902 | 1.4918 | 1.2787 | 1.1189 | 0.99454 | 0.89508 | 0.44754 | 0.29836 | 0.22377 | 0.17902 | 0.14918 | 0.12787 | 0.11189 | 0.099454 | 0.089508 | 0.044754 | 0.029836 | 0.022377 | 0.017902 | 0.014918 | 0.012787 | 0.011189 | 0.0099454 | 0.0089508 | 0.0044754 | 0.0029836 | 0.0022377 | 0.0017902 | 0.0014918 | 0.0012787 | 0.0011189 | 0.00099454 | 0.00089508
0.04 | 70 | 1.5237 | 1.2698 | 1.0884 | 0.95232 | 0.84651 | 0.76186 | 0.38093 | 0.25395 | 0.19046 | 0.15237 | 0.12698 | 0.10884 | 0.095232 | 0.084651 | 0.076186 | 0.038093 | 0.025395 | 0.019046 | 0.015237 | 0.012698 | 0.010884 | 0.0095232 | 0.0084651 | 0.0076186 | 0.0038093 | 0.0025395 | 0.0019046 | 0.0015237 | 0.0012698 | 0.0010884 | 0.00095232 | 0.00084651 | 0.00076186
0.04 | 75 | 1.3483 | 1.1236 | 0.96311 | 0.84272 | 0.74908 | 0.67417 | 0.33709 | 0.22472 | 0.16854 | 0.13483 | 0.11236 | 0.096311 | 0.084272 | 0.074908 | 0.067417 | 0.033709 | 0.022472 | 0.016854 | 0.013483 | 0.011236 | 0.0096311 | 0.0084272 | 0.0074908 | 0.0067417 | 0.0033709 | 0.0022472 | 0.0016854 | 0.0013483 | 0.0011236 | 0.00096311 | 0.00084272 | 0.00074908 | 0.00067417
0.04 | 80 | 1.1837 | 0.98643 | 0.84551 | 0.73982 | 0.65762 | 0.59186 | 0.29593 | 0.19729 | 0.14796 | 0.11837 | 0.098643 | 0.084551 | 0.073982 | 0.065762 | 0.059186 | 0.029593 | 0.019729 | 0.014796 | 0.011837 | 0.0098643 | 0.0084551 | 0.0073982 | 0.0065762 | 0.0059186 | 0.0029593 | 0.0019729 | 0.0014796 | 0.0011837 | 0.00098643 | 0.00084551 | 0.00073982 | 0.00065762 | 0.00059186
0.04 | 85 | 1.076 | 0.89663 | 0.76854 | 0.67247 | 0.59775 | 0.53798 | 0.26899 | 0.17933 | 0.13449 | 0.1076 | 0.089663 | 0.076854 | 0.067247 | 0.059775 | 0.053798 | 0.026899 | 0.017933 | 0.013449 | 0.01076 | 0.0089663 | 0.0076854 | 0.0067247 | 0.0059775 | 0.0053798 | 0.0026899 | 0.0017933 | 0.0013449 | 0.001076 | 0.00089663 | 0.00076854 | 0.00067247 | 0.00059775 | 0.00053798
0.04 | 90 | 0.95869 | 0.79891 | 0.68478 | 0.59918 | 0.5326 | 0.47934 | 0.23967 | 0.15978 | 0.11984 | 0.095869 | 0.079891 | 0.068478 | 0.059918 | 0.05326 | 0.047934 | 0.023967 | 0.015978 | 0.011984 | 0.0095869 | 0.0079891 | 0.0068478 | 0.0059918 | 0.005326 | 0.0047934 | 0.0023967 | 0.0015978 | 0.0011984 | 0.00095869 | 0.00079891 | 0.00068478 | 0.00059918 | 0.0005326 | 0.00047934
0.04 | 95 | 0.87334 | 0.72778 | 0.62381 | 0.54584 | 0.48519 | 0.43667 | 0.21833 | 0.14556 | 0.10917 | 0.087334 | 0.072778 | 0.062381 | 0.054584 | 0.048519 | 0.043667 | 0.021833 | 0.014556 | 0.010917 | 0.0087334 | 0.0072778 | 0.0062381 | 0.0054584 | 0.0048519 | 0.0043667 | 0.0021833 | 0.0014556 | 0.0010917 | 0.00087334 | 0.00072778 | 0.00062381 | 0.00054584 | 0.00048519 | 0.00043667
0.04 | 100 | 0.7915 | 0.65958 | 0.56536 | 0.49469 | 0.43972 | 0.39575 | 0.19788 | 0.13192 | 0.098938 | 0.07915 | 0.065958 | 0.056536 | 0.049469 | 0.043972 | 0.039575 | 0.019788 | 0.013192 | 0.0098938 | 0.007915 | 0.0065958 | 0.0056536 | 0.0049469 | 0.0043972 | 0.0039575 | 0.0019788 | 0.0013192 | 0.00098938 | 0.0007915 | 0.00065958 | 0.00056536 | 0.00049469 | 0.00043972 | 0.00039575
0.045 | 0.1 | 4361.0764 | 3634.2303 | 3115.0546 | 2725.6727 | 2422.8202 | 2180.5382 | 1090.2691 | 726.8461 | 545.1345 | 436.1076 | 363.423 | 311.5055 | 272.5673 | 242.282 | 218.0538 | 109.0269 | 72.6846 | 54.5135 | 43.6108 | 36.3423 | 31.1505 | 27.2567 | 24.2282 | 21.8054 | 10.9027 | 7.2685 | 5.4513 | 4.3611 | 3.6342 | 3.1151 | 2.7257 | 2.4228 | 2.1805
0.045 | 0.2 | 2057.3312 | 1714.4427 | 1469.5223 | 1285.832 | 1142.9618 | 1028.6656 | 514.3328 | 342.8885 | 257.1664 | 205.7331 | 171.4443 | 146.9522 | 128.5832 | 114.2962 | 102.8666 | 51.4333 | 34.2889 | 25.7166 | 20.5733 | 17.1444 | 14.6952 | 12.8583 | 11.4296 | 10.2867 | 5.1433 | 3.4289 | 2.5717 | 2.0573 | 1.7144 | 1.4695 | 1.2858 | 1.143 | 1.0287
0.045 | 0.3 | 1098.5461 | 915.4551 | 784.6758 | 686.5913 | 610.3034 | 549.273 | 274.6365 | 183.091 | 137.3183 | 109.8546 | 91.5455 | 78.4676 | 68.6591 | 61.0303 | 54.9273 | 27.4637 | 18.3091 | 13.7318 | 10.9855 | 9.1546 | 7.8468 | 6.8659 | 6.103 | 5.4927 | 2.7464 | 1.8309 | 1.3732 | 1.0985 | 0.91546 | 0.78468 | 0.68659 | 0.6103 | 0.54927
0.045 | 0.4 | 798.178 | 665.1483 | 570.1272 | 498.8613 | 443.4322 | 399.089 | 199.5445 | 133.0297 | 99.7723 | 79.8178 | 66.5148 | 57.0127 | 49.8861 | 44.3432 | 39.9089 | 19.9545 | 13.303 | 9.9772 | 7.9818 | 6.6515 | 5.7013 | 4.9886 | 4.4343 | 3.9909 | 1.9954 | 1.3303 | 0.99772 | 0.79818 | 0.66515 | 0.57013 | 0.49886 | 0.44343 | 0.39909
0.045 | 0.5 | 494.5462 | 412.1219 | 353.2473 | 309.0914 | 274.7479 | 247.2731 | 123.6366 | 82.4244 | 61.8183 | 49.4546 | 41.2122 | 35.3247 | 30.9091 | 27.4748 | 24.7273 | 12.3637 | 8.2424 | 6.1818 | 4.9455 | 4.1212 | 3.5325 | 3.0909 | 2.7475 | 2.4727 | 1.2364 | 0.82424 | 0.61818 | 0.49455 | 0.41212 | 0.35325 | 0.30909 | 0.27475 | 0.24727
0.045 | 0.6 | 389.9925 | 324.9938 | 278.5661 | 243.7453 | 216.6625 | 194.9963 | 97.4981 | 64.9988 | 48.7491 | 38.9993 | 32.4994 | 27.8566 | 24.3745 | 21.6663 | 19.4996 | 9.7498 | 6.4999 | 4.8749 | 3.8999 | 3.2499 | 2.7857 | 2.4375 | 2.1666 | 1.95 | 0.97498 | 0.64999 | 0.48749 | 0.38999 | 0.32499 | 0.27857 | 0.24375 | 0.21666 | 0.195
0.045 | 0.7 | 383.2146 | 319.3455 | 273.7247 | 239.5091 | 212.897 | 191.6073 | 95.8037 | 63.8691 | 47.9018 | 38.3215 | 31.9346 | 27.3725 | 23.9509 | 21.2897 | 19.1607 | 9.5804 | 6.3869 | 4.7902 | 3.8321 | 3.1935 | 2.7372 | 2.3951 | 2.129 | 1.9161 | 0.95804 | 0.63869 | 0.47902 | 0.38321 | 0.31935 | 0.27372 | 0.23951 | 0.2129 | 0.19161
0.045 | 0.8 | 399.4755 | 332.8963 | 285.3397 | 249.6722 | 221.9308 | 199.7378 | 99.8689 | 66.5793 | 49.9344 | 39.9476 | 33.2896 | 28.534 | 24.9672 | 22.1931 | 19.9738 | 9.9869 | 6.6579 | 4.9934 | 3.9948 | 3.329 | 2.8534 | 2.4967 | 2.2193 | 1.9974 | 0.99869 | 0.66579 | 0.49934 | 0.39948 | 0.3329 | 0.28534 | 0.24967 | 0.22193 | 0.19974
0.045 | 0.9 | 423.2191 | 352.6826 | 302.2994 | 264.5119 | 235.1217 | 211.6096 | 105.8048 | 70.5365 | 52.9024 | 42.3219 | 35.2683 | 30.2299 | 26.4512 | 23.5122 | 21.161 | 10.5805 | 7.0537 | 5.2902 | 4.2322 | 3.5268 | 3.023 | 2.6451 | 2.3512 | 2.1161 | 1.058 | 0.70537 | 0.52902 | 0.42322 | 0.35268 | 0.3023 | 0.26451 | 0.23512 | 0.21161
0.045 | 1 | 446.4832 | 372.0693 | 318.9166 | 279.052 | 248.0462 | 223.2416 | 111.6208 | 74.4139 | 55.8104 | 44.6483 | 37.2069 | 31.8917 | 27.9052 | 24.8046 | 22.3242 | 11.1621 | 7.4414 | 5.581 | 4.4648 | 3.7207 | 3.1892 | 2.7905 | 2.4805 | 2.2324 | 1.1162 | 0.74414 | 0.5581 | 0.44648 | 0.37207 | 0.31892 | 0.27905 | 0.24805 | 0.22324
0.045 | 1.25 | 539.2979 | 449.4149 | 385.2128 | 337.0612 | 299.61 | 269.649 | 134.8245 | 89.883 | 67.4122 | 53.9298 | 44.9415 | 38.5213 | 33.7061 | 29.961 | 26.9649 | 13.4824 | 8.9883 | 6.7412 | 5.393 | 4.4941 | 3.8521 | 3.3706 | 2.9961 | 2.6965 | 1.3482 | 0.89883 | 0.67412 | 0.5393 | 0.44941 | 0.38521 | 0.33706 | 0.29961 | 0.26965
0.045 | 1.5 | 765.6338 | 638.0282 | 546.8813 | 478.5211 | 425.3521 | 382.8169 | 191.4084 | 127.6056 | 95.7042 | 76.5634 | 63.8028 | 54.6881 | 47.8521 | 42.5352 | 38.2817 | 19.1408 | 12.7606 | 9.5704 | 7.6563 | 6.3803 | 5.4688 | 4.7852 | 4.2535 | 3.8282 | 1.9141 | 1.2761 | 0.95704 | 0.76563 | 0.63803 | 0.54688 | 0.47852 | 0.42535 | 0.38282
0.045 | 1.75 | 1958.288 | 1631.9067 | 1398.7772 | 1223.93 | 1087.9378 | 979.144 | 489.572 | 326.3813 | 244.786 | 195.8288 | 163.1907 | 139.8777 | 122.393 | 108.7938 | 97.9144 | 48.9572 | 32.6381 | 24.4786 | 19.5829 | 16.3191 | 13.9878 | 12.2393 | 10.8794 | 9.7914 | 4.8957 | 3.2638 | 2.4479 | 1.9583 | 1.6319 | 1.3988 | 1.2239 | 1.0879 | 0.97914
0.045 | 2 | 2698.2354 | 2248.5295 | 1927.311 | 1686.3971 | 1499.0197 | 1349.1177 | 674.5589 | 449.7059 | 337.2794 | 269.8235 | 224.853 | 192.7311 | 168.6397 | 149.902 | 134.9118 | 67.4559 | 44.9706 | 33.7279 | 26.9824 | 22.4853 | 19.2731 | 16.864 | 14.9902 | 13.4912 | 6.7456 | 4.4971 | 3.3728 | 2.6982 | 2.2485 | 1.9273 | 1.6864 | 1.499 | 1.3491
0.045 | 2.25 | 2822.0705 | 2351.7254 | 2015.7647 | 1763.7941 | 1567.817 | 1411.0353 | 705.5176 | 470.3451 | 352.7588 | 282.2071 | 235.1725 | 201.5765 | 176.3794 | 156.7817 | 141.1035 | 70.5518 | 47.0345 | 35.2759 | 28.2207 | 23.5173 | 20.1576 | 17.6379 | 15.6782 | 14.1104 | 7.0552 | 4.7035 | 3.5276 | 2.8221 | 2.3517 | 2.0158 | 1.7638 | 1.5678 | 1.411
0.045 | 2.5 | 1649.3241 | 1374.4367 | 1178.0886 | 1030.8275 | 916.2911 | 824.662 | 412.331 | 274.8873 | 206.1655 | 164.9324 | 137.4437 | 117.8089 | 103.0828 | 91.6291 | 82.4662 | 41.2331 | 27.4887 | 20.6166 | 16.4932 | 13.7444 | 11.7809 | 10.3083 | 9.1629 | 8.2466 | 4.1233 | 2.7489 | 2.0617 | 1.6493 | 1.3744 | 1.1781 | 1.0308 | 0.91629 | 0.82466
0.045 | 2.75 | 766.8601 | 639.05 | 547.7572 | 479.2875 | 426.0334 | 383.43 | 191.715 | 127.81 | 95.8575 | 76.686 | 63.905 | 54.7757 | 47.9288 | 42.6033 | 38.343 | 19.1715 | 12.781 | 9.5858 | 7.6686 | 6.3905 | 5.4776 | 4.7929 | 4.2603 | 3.8343 | 1.9172 | 1.2781 | 0.95858 | 0.76686 | 0.63905 | 0.54776 | 0.47929 | 0.42603 | 0.38343
0.045 | 3 | 490.8827 | 409.0689 | 350.6305 | 306.8017 | 272.7126 | 245.4413 | 122.7207 | 81.8138 | 61.3603 | 49.0883 | 40.9069 | 35.063 | 30.6802 | 27.2713 | 24.5441 | 12.2721 | 8.1814 | 6.136 | 4.9088 | 4.0907 | 3.5063 | 3.068 | 2.7271 | 2.4544 | 1.2272 | 0.81814 | 0.6136 | 0.49088 | 0.40907 | 0.35063 | 0.3068 | 0.27271 | 0.24544
0.045 | 3.25 | 399.0072 | 332.506 | 285.0051 | 249.3795 | 221.6706 | 199.5036 | 99.7518 | 66.5012 | 49.8759 | 39.9007 | 33.2506 | 28.5005 | 24.9379 | 22.1671 | 19.9504 | 9.9752 | 6.6501 | 4.9876 | 3.9901 | 3.3251 | 2.8501 | 2.4938 | 2.2167 | 1.995 | 0.99752 | 0.66501 | 0.49876 | 0.39901 | 0.33251 | 0.28501 | 0.24938 | 0.22167 | 0.1995
0.045 | 3.5 | 487.2937 | 406.0781 | 348.067 | 304.5586 | 270.7187 | 243.6469 | 121.8234 | 81.2156 | 60.9117 | 48.7294 | 40.6078 | 34.8067 | 30.4559 | 27.0719 | 24.3647 | 12.1823 | 8.1216 | 6.0912 | 4.8729 | 4.0608 | 3.4807 | 3.0456 | 2.7072 | 2.4365 | 1.2182 | 0.81216 | 0.60912 | 0.48729 | 0.40608 | 0.34807 | 0.30456 | 0.27072 | 0.24365
0.045 | 3.75 | 541.5375 | 451.2813 | 386.8125 | 338.4609 | 300.8542 | 270.7688 | 135.3844 | 90.2563 | 67.6922 | 54.1538 | 45.1281 | 38.6813 | 33.8461 | 30.0854 | 27.0769 | 13.5384 | 9.0256 | 6.7692 | 5.4154 | 4.5128 | 3.8681 | 3.3846 | 3.0085 | 2.7077 | 1.3538 | 0.90256 | 0.67692 | 0.54154 | 0.45128 | 0.38681 | 0.33846 | 0.30085 | 0.27077
0.045 | 4 | 515.0292 | 429.191 | 367.878 | 321.8932 | 286.1273 | 257.5146 | 128.7573 | 85.8382 | 64.3786 | 51.5029 | 42.9191 | 36.7878 | 32.1893 | 28.6127 | 25.7515 | 12.8757 | 8.5838 | 6.4379 | 5.1503 | 4.2919 | 3.6788 | 3.2189 | 2.8613 | 2.5751 | 1.2876 | 0.85838 | 0.64379 | 0.51503 | 0.42919 | 0.36788 | 0.32189 | 0.28613 | 0.25751
0.045 | 4.25 | 513.5842 | 427.9868 | 366.8459 | 320.9901 | 285.3246 | 256.7921 | 128.3961 | 85.5974 | 64.198 | 51.3584 | 42.7987 | 36.6846 | 32.099 | 28.5325 | 25.6792 | 12.8396 | 8.5597 | 6.4198 | 5.1358 | 4.2799 | 3.6685 | 3.2099 | 2.8532 | 2.5679 | 1.284 | 0.85597 | 0.64198 | 0.51358 | 0.42799 | 0.36685 | 0.32099 | 0.28532 | 0.25679
0.045 | 4.5 | 635.8903 | 529.9086 | 454.2074 | 397.4314 | 353.2724 | 317.9452 | 158.9726 | 105.9817 | 79.4863 | 63.589 | 52.9909 | 45.4207 | 39.7431 | 35.3272 | 31.7945 | 15.8973 | 10.5982 | 7.9486 | 6.3589 | 5.2991 | 4.5421 | 3.9743 | 3.5327 | 3.1795 | 1.5897 | 1.0598 | 0.79486 | 0.63589 | 0.52991 | 0.45421 | 0.39743 | 0.35327 | 0.31795
0.045 | 4.75 | 550.0344 | 458.362 | 392.8817 | 343.7715 | 305.5747 | 275.0172 | 137.5086 | 91.6724 | 68.7543 | 55.0034 | 45.8362 | 39.2882 | 34.3772 | 30.5575 | 27.5017 | 13.7509 | 9.1672 | 6.8754 | 5.5003 | 4.5836 | 3.9288 | 3.4377 | 3.0557 | 2.7502 | 1.3751 | 0.91672 | 0.68754 | 0.55003 | 0.45836 | 0.39288 | 0.34377 | 0.30557 | 0.27502
0.045 | 5 | 327.5913 | 272.9927 | 233.9938 | 204.7446 | 181.9952 | 163.7956 | 81.8978 | 54.5985 | 40.9489 | 32.7591 | 27.2993 | 23.3994 | 20.4745 | 18.1995 | 16.3796 | 8.1898 | 5.4599 | 4.0949 | 3.2759 | 2.7299 | 2.3399 | 2.0474 | 1.82 | 1.638 | 0.81898 | 0.54599 | 0.40949 | 0.32759 | 0.27299 | 0.23399 | 0.20474 | 0.182 | 0.1638
0.045 | 5.5 | 308.5518 | 257.1265 | 220.3941 | 192.8449 | 171.4177 | 154.2759 | 77.1379 | 51.4253 | 38.569 | 30.8552 | 25.7126 | 22.0394 | 19.2845 | 17.1418 | 15.4276 | 7.7138 | 5.1425 | 3.8569 | 3.0855 | 2.5713 | 2.2039 | 1.9284 | 1.7142 | 1.5428 | 0.77138 | 0.51425 | 0.38569 | 0.30855 | 0.25713 | 0.22039 | 0.19284 | 0.17142 | 0.15428
0.045 | 6 | 250.6397 | 208.8664 | 179.0284 | 156.6498 | 139.2443 | 125.3198 | 62.6599 | 41.7733 | 31.33 | 25.064 | 20.8866 | 17.9028 | 15.665 | 13.9244 | 12.532 | 6.266 | 4.1773 | 3.133 | 2.5064 | 2.0887 | 1.7903 | 1.5665 | 1.3924 | 1.2532 | 0.6266 | 0.41773 | 0.3133 | 0.25064 | 0.20887 | 0.17903 | 0.15665 | 0.13924 | 0.12532
0.045 | 6.5 | 265.6892 | 221.4077 | 189.778 | 166.0558 | 147.6051 | 132.8446 | 66.4223 | 44.2815 | 33.2112 | 26.5689 | 22.1408 | 18.9778 | 16.6056 | 14.7605 | 13.2845 | 6.6422 | 4.4282 | 3.3211 | 2.6569 | 2.2141 | 1.8978 | 1.6606 | 1.4761 | 1.3284 | 0.66422 | 0.44282 | 0.33211 | 0.26569 | 0.22141 | 0.18978 | 0.16606 | 0.14761 | 0.13284
0.045 | 7 | 240.125 | 200.1041 | 171.5178 | 150.0781 | 133.4028 | 120.0625 | 60.0312 | 40.0208 | 30.0156 | 24.0125 | 20.0104 | 17.1518 | 15.0078 | 13.3403 | 12.0062 | 6.0031 | 4.0021 | 3.0016 | 2.4012 | 2.001 | 1.7152 | 1.5008 | 1.334 | 1.2006 | 0.60031 | 0.40021 | 0.30016 | 0.24012 | 0.2001 | 0.17152 | 0.15008 | 0.1334 | 0.12006
0.045 | 7.5 | 146.2228 | 121.8523 | 104.4448 | 91.3892 | 81.2349 | 73.1114 | 36.5557 | 24.3705 | 18.2778 | 14.6223 | 12.1852 | 10.4445 | 9.1389 | 8.1235 | 7.3111 | 3.6556 | 2.437 | 1.8278 | 1.4622 | 1.2185 | 1.0444 | 0.91389 | 0.81235 | 0.73111 | 0.36556 | 0.2437 | 0.18278 | 0.14622 | 0.12185 | 0.10444 | 0.091389 | 0.081235 | 0.073111
0.045 | 8 | 107.6287 | 89.6906 | 76.8776 | 67.2679 | 59.7937 | 53.8143 | 26.9072 | 17.9381 | 13.4536 | 10.7629 | 8.9691 | 7.6878 | 6.7268 | 5.9794 | 5.3814 | 2.6907 | 1.7938 | 1.3454 | 1.0763 | 0.89691 | 0.76878 | 0.67268 | 0.59794 | 0.53814 | 0.26907 | 0.17938 | 0.13454 | 0.10763 | 0.089691 | 0.076878 | 0.067268 | 0.059794 | 0.053814
0.045 | 8.5 | 112.6571 | 93.8809 | 80.4693 | 70.4107 | 62.5873 | 56.3285 | 28.1643 | 18.7762 | 14.0821 | 11.2657 | 9.3881 | 8.0469 | 7.0411 | 6.2587 | 5.6329 | 2.8164 | 1.8776 | 1.4082 | 1.1266 | 0.93881 | 0.80469 | 0.70411 | 0.62587 | 0.56329 | 0.28164 | 0.18776 | 0.14082 | 0.11266 | 0.093881 | 0.080469 | 0.070411 | 0.062587 | 0.056329
0.045 | 9 | 98.0301 | 81.6917 | 70.0215 | 61.2688 | 54.4612 | 49.015 | 24.5075 | 16.3383 | 12.2538 | 9.803 | 8.1692 | 7.0021 | 6.1269 | 5.4461 | 4.9015 | 2.4508 | 1.6338 | 1.2254 | 0.9803 | 0.81692 | 0.70021 | 0.61269 | 0.54461 | 0.49015 | 0.24508 | 0.16338 | 0.12254 | 0.09803 | 0.081692 | 0.070021 | 0.061269 | 0.054461 | 0.049015
0.045 | 9.5 | 92.2223 | 76.8519 | 65.873 | 57.6389 | 51.2346 | 46.1111 | 23.0556 | 15.3704 | 11.5278 | 9.2222 | 7.6852 | 6.5873 | 5.7639 | 5.1235 | 4.6111 | 2.3056 | 1.537 | 1.1528 | 0.92222 | 0.76852 | 0.65873 | 0.57639 | 0.51235 | 0.46111 | 0.23056 | 0.1537 | 0.11528 | 0.092222 | 0.076852 | 0.065873 | 0.057639 | 0.051235 | 0.046111
0.045 | 10 | 86.5591 | 72.1326 | 61.8279 | 54.0994 | 48.0884 | 43.2795 | 21.6398 | 14.4265 | 10.8199 | 8.6559 | 7.2133 | 6.1828 | 5.4099 | 4.8088 | 4.328 | 2.164 | 1.4427 | 1.082 | 0.86559 | 0.72133 | 0.61828 | 0.54099 | 0.48088 | 0.4328 | 0.2164 | 0.14427 | 0.1082 | 0.086559 | 0.072133 | 0.061828 | 0.054099 | 0.048088 | 0.04328
0.045 | 12 | 66.6628 | 55.5523 | 47.6163 | 41.6642 | 37.0349 | 33.3314 | 16.6657 | 11.1105 | 8.3328 | 6.6663 | 5.5552 | 4.7616 | 4.1664 | 3.7035 | 3.3331 | 1.6666 | 1.111 | 0.83328 | 0.66663 | 0.55552 | 0.47616 | 0.41664 | 0.37035 | 0.33331 | 0.16666 | 0.1111 | 0.083328 | 0.066663 | 0.055552 | 0.047616 | 0.041664 | 0.037035 | 0.033331
0.045 | 14 | 52.063 | 43.3858 | 37.1878 | 32.5394 | 28.9239 | 26.0315 | 13.0157 | 8.6772 | 6.5079 | 5.2063 | 4.3386 | 3.7188 | 3.2539 | 2.8924 | 2.6031 | 1.3016 | 0.86772 | 0.65079 | 0.52063 | 0.43386 | 0.37188 | 0.32539 | 0.28924 | 0.26031 | 0.13016 | 0.086772 | 0.065079 | 0.052063 | 0.043386 | 0.037188 | 0.032539 | 0.028924 | 0.026031
0.045 | 16 | 33.6146 | 28.0122 | 24.0104 | 21.0091 | 18.6748 | 16.8073 | 8.4037 | 5.6024 | 4.2018 | 3.3615 | 2.8012 | 2.401 | 2.1009 | 1.8675 | 1.6807 | 0.84037 | 0.56024 | 0.42018 | 0.33615 | 0.28012 | 0.2401 | 0.21009 | 0.18675 | 0.16807 | 0.084037 | 0.056024 | 0.042018 | 0.033615 | 0.028012 | 0.02401 | 0.021009 | 0.018675 | 0.016807
0.045 | 18 | 28.0461 | 23.3717 | 20.0329 | 17.5288 | 15.5812 | 14.023 | 7.0115 | 4.6743 | 3.5058 | 2.8046 | 2.3372 | 2.0033 | 1.7529 | 1.5581 | 1.4023 | 0.70115 | 0.46743 | 0.35058 | 0.28046 | 0.23372 | 0.20033 | 0.17529 | 0.15581 | 0.14023 | 0.070115 | 0.046743 | 0.035058 | 0.028046 | 0.023372 | 0.020033 | 0.017529 | 0.015581 | 0.014023
0.045 | 20 | 23.0047 | 19.1705 | 16.4319 | 14.3779 | 12.7804 | 11.5023 | 5.7512 | 3.8341 | 2.8756 | 2.3005 | 1.9171 | 1.6432 | 1.4378 | 1.278 | 1.1502 | 0.57512 | 0.38341 | 0.28756 | 0.23005 | 0.19171 | 0.16432 | 0.14378 | 0.1278 | 0.11502 | 0.057512 | 0.038341 | 0.028756 | 0.023005 | 0.019171 | 0.016432 | 0.014378 | 0.01278 | 0.011502
0.045 | 25 | 13.5862 | 11.3218 | 9.7044 | 8.4913 | 7.5479 | 6.7931 | 3.3965 | 2.2644 | 1.6983 | 1.3586 | 1.1322 | 0.97044 | 0.84913 | 0.75479 | 0.67931 | 0.33965 | 0.22644 | 0.16983 | 0.13586 | 0.11322 | 0.097044 | 0.084913 | 0.075479 | 0.067931 | 0.033965 | 0.022644 | 0.016983 | 0.013586 | 0.011322 | 0.0097044 | 0.0084913 | 0.0075479 | 0.0067931
0.045 | 30 | 8.7281 | 7.2735 | 6.2344 | 5.4551 | 4.849 | 4.3641 | 2.182 | 1.4547 | 1.091 | 0.87281 | 0.72735 | 0.62344 | 0.54551 | 0.4849 | 0.43641 | 0.2182 | 0.14547 | 0.1091 | 0.087281 | 0.072735 | 0.062344 | 0.054551 | 0.04849 | 0.043641 | 0.02182 | 0.014547 | 0.01091 | 0.0087281 | 0.0072735 | 0.0062344 | 0.0054551 | 0.004849 | 0.0043641
0.045 | 35 | 6.3563 | 5.2969 | 4.5402 | 3.9727 | 3.5313 | 3.1781 | 1.5891 | 1.0594 | 0.79453 | 0.63563 | 0.52969 | 0.45402 | 0.39727 | 0.35313 | 0.31781 | 0.15891 | 0.10594 | 0.079453 | 0.063563 | 0.052969 | 0.045402 | 0.039727 | 0.035313 | 0.031781 | 0.015891 | 0.010594 | 0.0079453 | 0.0063563 | 0.0052969 | 0.0045402 | 0.0039727 | 0.0035313 | 0.0031781
0.045 | 40 | 4.839 | 4.0325 | 3.4564 | 3.0244 | 2.6883 | 2.4195 | 1.2097 | 0.8065 | 0.60487 | 0.4839 | 0.40325 | 0.34564 | 0.30244 | 0.26883 | 0.24195 | 0.12097 | 0.08065 | 0.060487 | 0.04839 | 0.040325 | 0.034564 | 0.030244 | 0.026883 | 0.024195 | 0.012097 | 0.008065 | 0.0060487 | 0.004839 | 0.0040325 | 0.0034564 | 0.0030244 | 0.0026883 | 0.0024195
0.045 | 45 | 3.7202 | 3.1002 | 2.6573 | 2.3251 | 2.0668 | 1.8601 | 0.93005 | 0.62003 | 0.46503 | 0.37202 | 0.31002 | 0.26573 | 0.23251 | 0.20668 | 0.18601 | 0.093005 | 0.062003 | 0.046503 | 0.037202 | 0.031002 | 0.026573 | 0.023251 | 0.020668 | 0.018601 | 0.0093005 | 0.0062003 | 0.0046503 | 0.0037202 | 0.0031002 | 0.0026573 | 0.0023251 | 0.0020668 | 0.0018601
0.045 | 50 | 2.9143 | 2.4286 | 2.0816 | 1.8214 | 1.6191 | 1.4572 | 0.72858 | 0.48572 | 0.36429 | 0.29143 | 0.24286 | 0.20816 | 0.18214 | 0.16191 | 0.14572 | 0.072858 | 0.048572 | 0.036429 | 0.029143 | 0.024286 | 0.020816 | 0.018214 | 0.016191 | 0.014572 | 0.0072858 | 0.0048572 | 0.0036429 | 0.0029143 | 0.0024286 | 0.0020816 | 0.0018214 | 0.0016191 | 0.0014572
0.045 | 55 | 2.4134 | 2.0112 | 1.7239 | 1.5084 | 1.3408 | 1.2067 | 0.60335 | 0.40224 | 0.30168 | 0.24134 | 0.20112 | 0.17239 | 0.15084 | 0.13408 | 0.12067 | 0.060335 | 0.040224 | 0.030168 | 0.024134 | 0.020112 | 0.017239 | 0.015084 | 0.013408 | 0.012067 | 0.0060335 | 0.0040224 | 0.0030168 | 0.0024134 | 0.0020112 | 0.0017239 | 0.0015084 | 0.0013408 | 0.0012067
0.045 | 60 | 2.014 | 1.6784 | 1.4386 | 1.2588 | 1.1189 | 1.007 | 0.50351 | 0.33567 | 0.25175 | 0.2014 | 0.16784 | 0.14386 | 0.12588 | 0.11189 | 0.1007 | 0.050351 | 0.033567 | 0.025175 | 0.02014 | 0.016784 | 0.014386 | 0.012588 | 0.011189 | 0.01007 | 0.0050351 | 0.0033567 | 0.0025175 | 0.002014 | 0.0016784 | 0.0014386 | 0.0012588 | 0.0011189 | 0.001007
0.045 | 65 | 1.6999 | 1.4166 | 1.2142 | 1.0625 | 0.94441 | 0.84997 | 0.42499 | 0.28332 | 0.21249 | 0.16999 | 0.14166 | 0.12142 | 0.10625 | 0.094441 | 0.084997 | 0.042499 | 0.028332 | 0.021249 | 0.016999 | 0.014166 | 0.012142 | 0.010625 | 0.0094441 | 0.0084997 | 0.0042499 | 0.0028332 | 0.0021249 | 0.0016999 | 0.0014166 | 0.0012142 | 0.0010625 | 0.00094441 | 0.00084997
0.045 | 70 | 1.4542 | 1.2118 | 1.0387 | 0.90888 | 0.80789 | 0.7271 | 0.36355 | 0.24237 | 0.18178 | 0.14542 | 0.12118 | 0.10387 | 0.090888 | 0.080789 | 0.07271 | 0.036355 | 0.024237 | 0.018178 | 0.014542 | 0.012118 | 0.010387 | 0.0090888 | 0.0080789 | 0.007271 | 0.0036355 | 0.0024237 | 0.0018178 | 0.0014542 | 0.0012118 | 0.0010387 | 0.00090888 | 0.00080789 | 0.0007271
0.045 | 75 | 1.2866 | 1.0722 | 0.91902 | 0.80415 | 0.7148 | 0.64332 | 0.32166 | 0.21444 | 0.16083 | 0.12866 | 0.10722 | 0.091902 | 0.080415 | 0.07148 | 0.064332 | 0.032166 | 0.021444 | 0.016083 | 0.012866 | 0.010722 | 0.0091902 | 0.0080415 | 0.007148 | 0.0064332 | 0.0032166 | 0.0021444 | 0.0016083 | 0.0012866 | 0.0010722 | 0.00091902 | 0.00080415 | 0.0007148 | 0.00064332
0.045 | 80 | 1.1457 | 0.95473 | 0.81834 | 0.71605 | 0.63649 | 0.57284 | 0.28642 | 0.19095 | 0.14321 | 0.11457 | 0.095473 | 0.081834 | 0.071605 | 0.063649 | 0.057284 | 0.028642 | 0.019095 | 0.014321 | 0.011457 | 0.0095473 | 0.0081834 | 0.0071605 | 0.0063649 | 0.0057284 | 0.0028642 | 0.0019095 | 0.0014321 | 0.0011457 | 0.00095473 | 0.00081834 | 0.00071605 | 0.00063649 | 0.00057284
0.045 | 85 | 1.0253 | 0.85441 | 0.73235 | 0.64081 | 0.56961 | 0.51265 | 0.25632 | 0.17088 | 0.12816 | 0.10253 | 0.085441 | 0.073235 | 0.064081 | 0.056961 | 0.051265 | 0.025632 | 0.017088 | 0.012816 | 0.010253 | 0.0085441 | 0.0073235 | 0.0064081 | 0.0056961 | 0.0051265 | 0.0025632 | 0.0017088 | 0.0012816 | 0.0010253 | 0.00085441 | 0.00073235 | 0.00064081 | 0.00056961 | 0.00051265
0.045 | 90 | 0.92508 | 0.7709 | 0.66077 | 0.57817 | 0.51393 | 0.46254 | 0.23127 | 0.15418 | 0.11563 | 0.092508 | 0.07709 | 0.066077 | 0.057817 | 0.051393 | 0.046254 | 0.023127 | 0.015418 | 0.011563 | 0.0092508 | 0.007709 | 0.0066077 | 0.0057817 | 0.0051393 | 0.0046254 | 0.0023127 | 0.0015418 | 0.0011563 | 0.00092508 | 0.0007709 | 0.00066077 | 0.00057817 | 0.00051393 | 0.00046254
0.045 | 95 | 0.8284 | 0.69034 | 0.59172 | 0.51775 | 0.46022 | 0.4142 | 0.2071 | 0.13807 | 0.10355 | 0.08284 | 0.069034 | 0.059172 | 0.051775 | 0.046022 | 0.04142 | 0.02071 | 0.013807 | 0.010355 | 0.008284 | 0.0069034 | 0.0059172 | 0.0051775 | 0.0046022 | 0.004142 | 0.002071 | 0.0013807 | 0.0010355 | 0.0008284 | 0.00069034 | 0.00059172 | 0.00051775 | 0.00046022 | 0.0004142
0.045 | 100 | 0.76087 | 0.63406 | 0.54348 | 0.47554 | 0.4227 | 0.38043 | 0.19022 | 0.12681 | 0.095109 | 0.076087 | 0.063406 | 0.054348 | 0.047554 | 0.04227 | 0.038043 | 0.019022 | 0.012681 | 0.0095109 | 0.0076087 | 0.0063406 | 0.0054348 | 0.0047554 | 0.004227 | 0.0038043 | 0.0019022 | 0.0012681 | 0.00095109 | 0.00076087 | 0.00063406 | 0.00054348 | 0.00047554 | 0.0004227 | 0.00038043
0.05 | 0.1 | 4264.3011 | 3553.5842 | 3045.9293 | 2665.1882 | 2369.0562 | 2132.1505 | 1066.0753 | 710.7168 | 533.0376 | 426.4301 | 355.3584 | 304.5929 | 266.5188 | 236.9056 | 213.2151 | 106.6075 | 71.0717 | 53.3038 | 42.643 | 35.5358 | 30.4593 | 26.6519 | 23.6906 | 21.3215 | 10.6608 | 7.1072 | 5.3304 | 4.2643 | 3.5536 | 3.0459 | 2.6652 | 2.3691 | 2.1322
0.05 | 0.2 | 1975.2241 | 1646.0201 | 1410.8743 | 1234.515 | 1097.3467 | 987.612 | 493.806 | 329.204 | 246.903 | 197.5224 | 164.602 | 141.0874 | 123.4515 | 109.7347 | 98.7612 | 49.3806 | 32.9204 | 24.6903 | 19.7522 | 16.4602 | 14.1087 | 12.3452 | 10.9735 | 9.8761 | 4.9381 | 3.292 | 2.469 | 1.9752 | 1.646 | 1.4109 | 1.2345 | 1.0973 | 0.98761
0.05 | 0.3 | 1023.5578 | 852.9649 | 731.1127 | 639.7236 | 568.6432 | 511.7789 | 255.8895 | 170.593 | 127.9447 | 102.3558 | 85.2965 | 73.1113 | 63.9724 | 56.8643 | 51.1779 | 25.5889 | 17.0593 | 12.7945 | 10.2356 | 8.5296 | 7.3111 | 6.3972 | 5.6864 | 5.1178 | 2.5589 | 1.7059 | 1.2794 | 1.0236 | 0.85296 | 0.73111 | 0.63972 | 0.56864 | 0.51178
0.05 | 0.4 | 732.5611 | 610.4676 | 523.2579 | 457.8507 | 406.9784 | 366.2805 | 183.1403 | 122.0935 | 91.5701 | 73.2561 | 61.0468 | 52.3258 | 45.7851 | 40.6978 | 36.6281 | 18.314 | 12.2094 | 9.157 | 7.3256 | 6.1047 | 5.2326 | 4.5785 | 4.0698 | 3.6628 | 1.8314 | 1.2209 | 0.9157 | 0.73256 | 0.61047 | 0.52326 | 0.45785 | 0.40698 | 0.36628
0.05 | 0.5 | 448.3987 | 373.6656 | 320.2848 | 280.2492 | 249.1104 | 224.1994 | 112.0997 | 74.7331 | 56.0498 | 44.8399 | 37.3666 | 32.0285 | 28.0249 | 24.911 | 22.4199 | 11.21 | 7.4733 | 5.605 | 4.484 | 3.7367 | 3.2028 | 2.8025 | 2.4911 | 2.242 | 1.121 | 0.74733 | 0.5605 | 0.4484 | 0.37367 | 0.32028 | 0.28025 | 0.24911 | 0.2242
0.05 | 0.6 | 379.8536 | 316.5446 | 271.324 | 237.4085 | 211.0298 | 189.9268 | 94.9634 | 63.3089 | 47.4817 | 37.9854 | 31.6545 | 27.1324 | 23.7408 | 21.103 | 18.9927 | 9.4963 | 6.3309 | 4.7482 | 3.7985 | 3.1654 | 2.7132 | 2.3741 | 2.1103 | 1.8993 | 0.94963 | 0.63309 | 0.47482 | 0.37985 | 0.31654 | 0.27132 | 0.23741 | 0.21103 | 0.18993
0.05 | 0.7 | 391.0078 | 325.8398 | 279.2913 | 244.3799 | 217.2265 | 195.5039 | 97.7519 | 65.168 | 48.876 | 39.1008 | 32.584 | 27.9291 | 24.438 | 21.7227 | 19.5504 | 9.7752 | 6.5168 | 4.8876 | 3.9101 | 3.2584 | 2.7929 | 2.4438 | 2.1723 | 1.955 | 0.97752 | 0.65168 | 0.48876 | 0.39101 | 0.32584 | 0.27929 | 0.24438 | 0.21723 | 0.1955
0.05 | 0.8 | 399.5933 | 332.9944 | 285.4238 | 249.7458 | 221.9963 | 199.7966 | 99.8983 | 66.5989 | 49.9492 | 39.9593 | 33.2994 | 28.5424 | 24.9746 | 22.1996 | 19.9797 | 9.9898 | 6.6599 | 4.9949 | 3.9959 | 3.3299 | 2.8542 | 2.4975 | 2.22 | 1.998 | 0.99898 | 0.66599 | 0.49949 | 0.39959 | 0.33299 | 0.28542 | 0.24975 | 0.222 | 0.1998
0.05 | 0.9 | 422.4788 | 352.0657 | 301.7706 | 264.0493 | 234.7105 | 211.2394 | 105.6197 | 70.4131 | 52.8099 | 42.2479 | 35.2066 | 30.1771 | 26.4049 | 23.471 | 21.1239 | 10.562 | 7.0413 | 5.281 | 4.2248 | 3.5207 | 3.0177 | 2.6405 | 2.3471 | 2.1124 | 1.0562 | 0.70413 | 0.5281 | 0.42248 | 0.35207 | 0.30177 | 0.26405 | 0.23471 | 0.21124
0.05 | 1 | 446.6128 | 372.1773 | 319.0091 | 279.133 | 248.1182 | 223.3064 | 111.6532 | 74.4355 | 55.8266 | 44.6613 | 37.2177 | 31.9009 | 27.9133 | 24.8118 | 22.3306 | 11.1653 | 7.4435 | 5.5827 | 4.4661 | 3.7218 | 3.1901 | 2.7913 | 2.4812 | 2.2331 | 1.1165 | 0.74435 | 0.55827 | 0.44661 | 0.37218 | 0.31901 | 0.27913 | 0.24812 | 0.22331
0.05 | 1.25 | 538.3284 | 448.607 | 384.5203 | 336.4552 | 299.0713 | 269.1642 | 134.5821 | 89.7214 | 67.291 | 53.8328 | 44.8607 | 38.452 | 33.6455 | 29.9071 | 26.9164 | 13.4582 | 8.9721 | 6.7291 | 5.3833 | 4.4861 | 3.8452 | 3.3646 | 2.9907 | 2.6916 | 1.3458 | 0.89721 | 0.67291 | 0.53833 | 0.44861 | 0.38452 | 0.33646 | 0.29907 | 0.26916
0.05 | 1.5 | 764.822 | 637.3517 | 546.3014 | 478.0138 | 424.9011 | 382.411 | 191.2055 | 127.4703 | 95.6028 | 76.4822 | 63.7352 | 54.6301 | 47.8014 | 42.4901 | 38.2411 | 19.1206 | 12.747 | 9.5603 | 7.6482 | 6.3735 | 5.463 | 4.7801 | 4.249 | 3.8241 | 1.9121 | 1.2747 | 0.95603 | 0.76482 | 0.63735 | 0.5463 | 0.47801 | 0.4249 | 0.38241
0.05 | 1.75 | 1818.4401 | 1515.3668 | 1298.8858 | 1136.5251 | 1010.2445 | 909.2201 | 454.61 | 303.0734 | 227.305 | 181.844 | 151.5367 | 129.8886 | 113.6525 | 101.0245 | 90.922 | 45.461 | 30.3073 | 22.7305 | 18.1844 | 15.1537 | 12.9889 | 11.3653 | 10.1024 | 9.0922 | 4.5461 | 3.0307 | 2.2731 | 1.8184 | 1.5154 | 1.2989 | 1.1365 | 1.0102 | 0.90922
0.05 | 2 | 2515.198 | 2095.9983 | 1796.57 | 1571.9987 | 1397.3322 | 1257.599 | 628.7995 | 419.1997 | 314.3997 | 251.5198 | 209.5998 | 179.657 | 157.1999 | 139.7332 | 125.7599 | 62.8799 | 41.92 | 31.44 | 25.152 | 20.96 | 17.9657 | 15.72 | 13.9733 | 12.576 | 6.288 | 4.192 | 3.144 | 2.5152 | 2.096 | 1.7966 | 1.572 | 1.3973 | 1.2576
0.05 | 2.25 | 2637.5375 | 2197.9479 | 1883.9554 | 1648.4609 | 1465.2986 | 1318.7687 | 659.3844 | 439.5896 | 329.6922 | 263.7537 | 219.7948 | 188.3955 | 164.8461 | 146.5299 | 131.8769 | 65.9384 | 43.959 | 32.9692 | 26.3754 | 21.9795 | 18.8396 | 16.4846 | 14.653 | 13.1877 | 6.5938 | 4.3959 | 3.2969 | 2.6375 | 2.1979 | 1.884 | 1.6485 | 1.4653 | 1.3188
0.05 | 2.5 | 1575.7138 | 1313.0948 | 1125.5098 | 984.8211 | 875.3965 | 787.8569 | 393.9284 | 262.619 | 196.9642 | 157.5714 | 131.3095 | 112.551 | 98.4821 | 87.5397 | 78.7857 | 39.3928 | 26.2619 | 19.6964 | 15.7571 | 13.1309 | 11.2551 | 9.8482 | 8.754 | 7.8786 | 3.9393 | 2.6262 | 1.9696 | 1.5757 | 1.3131 | 1.1255 | 0.98482 | 0.8754 | 0.78786
0.05 | 2.75 | 759.8848 | 633.2373 | 542.7749 | 474.928 | 422.1582 | 379.9424 | 189.9712 | 126.6475 | 94.9856 | 75.9885 | 63.3237 | 54.2775 | 47.4928 | 42.2158 | 37.9942 | 18.9971 | 12.6647 | 9.4986 | 7.5988 | 6.3324 | 5.4277 | 4.7493 | 4.2216 | 3.7994 | 1.8997 | 1.2665 | 0.94986 | 0.75988 | 0.63324 | 0.54277 | 0.47493 | 0.42216 | 0.37994
0.05 | 3 | 490.2754 | 408.5628 | 350.1967 | 306.4221 | 272.3752 | 245.1377 | 122.5688 | 81.7126 | 61.2844 | 49.0275 | 40.8563 | 35.0197 | 30.6422 | 27.2375 | 24.5138 | 12.2569 | 8.1713 | 6.1284 | 4.9028 | 4.0856 | 3.502 | 3.0642 | 2.7238 | 2.4514 | 1.2257 | 0.81713 | 0.61284 | 0.49028 | 0.40856 | 0.3502 | 0.30642 | 0.27238 | 0.24514
0.05 | 3.25 | 395.8754 | 329.8962 | 282.7682 | 247.4221 | 219.9308 | 197.9377 | 98.9689 | 65.9792 | 49.4844 | 39.5875 | 32.9896 | 28.2768 | 24.7422 | 21.9931 | 19.7938 | 9.8969 | 6.5979 | 4.9484 | 3.9588 | 3.299 | 2.8277 | 2.4742 | 2.1993 | 1.9794 | 0.98969 | 0.65979 | 0.49484 | 0.39588 | 0.3299 | 0.28277 | 0.24742 | 0.21993 | 0.19794
0.05 | 3.5 | 458.2677 | 381.8897 | 327.3341 | 286.4173 | 254.5932 | 229.1338 | 114.5669 | 76.3779 | 57.2835 | 45.8268 | 38.189 | 32.7334 | 28.6417 | 25.4593 | 22.9134 | 11.4567 | 7.6378 | 5.7283 | 4.5827 | 3.8189 | 3.2733 | 2.8642 | 2.5459 | 2.2913 | 1.1457 | 0.76378 | 0.57283 | 0.45827 | 0.38189 | 0.32733 | 0.28642 | 0.25459 | 0.22913
0.05 | 3.75 | 501.9002 | 418.2502 | 358.5002 | 313.6877 | 278.8335 | 250.9501 | 125.4751 | 83.65 | 62.7375 | 50.19 | 41.825 | 35.85 | 31.3688 | 27.8833 | 25.095 | 12.5475 | 8.365 | 6.2738 | 5.019 | 4.1825 | 3.585 | 3.1369 | 2.7883 | 2.5095 | 1.2548 | 0.8365 | 0.62738 | 0.5019 | 0.41825 | 0.3585 | 0.31369 | 0.27883 | 0.25095
0.05 | 4 | 479.426 | 399.5217 | 342.4472 | 299.6413 | 266.3478 | 239.713 | 119.8565 | 79.9043 | 59.9283 | 47.9426 | 39.9522 | 34.2447 | 29.9641 | 26.6348 | 23.9713 | 11.9857 | 7.9904 | 5.9928 | 4.7943 | 3.9952 | 3.4245 | 2.9964 | 2.6635 | 2.3971 | 1.1986 | 0.79904 | 0.59928 | 0.47943 | 0.39952 | 0.34245 | 0.29964 | 0.26635 | 0.23971
0.05 | 4.25 | 487.3522 | 406.1268 | 348.1087 | 304.5951 | 270.7512 | 243.6761 | 121.8381 | 81.2254 | 60.919 | 48.7352 | 40.6127 | 34.8109 | 30.4595 | 27.0751 | 24.3676 | 12.1838 | 8.1225 | 6.0919 | 4.8735 | 4.0613 | 3.4811 | 3.046 | 2.7075 | 2.4368 | 1.2184 | 0.81225 | 0.60919 | 0.48735 | 0.40613 | 0.34811 | 0.3046 | 0.27075 | 0.24368
0.05 | 4.5 | 592.1447 | 493.4539 | 422.9605 | 370.0904 | 328.9693 | 296.0724 | 148.0362 | 98.6908 | 74.0181 | 59.2145 | 49.3454 | 42.2961 | 37.009 | 32.8969 | 29.6072 | 14.8036 | 9.8691 | 7.4018 | 5.9214 | 4.9345 | 4.2296 | 3.7009 | 3.2897 | 2.9607 | 1.4804 | 0.98691 | 0.74018 | 0.59214 | 0.49345 | 0.42296 | 0.37009 | 0.32897 | 0.29607
0.05 | 4.75 | 515.8641 | 429.8867 | 368.4743 | 322.4151 | 286.5912 | 257.932 | 128.966 | 85.9773 | 64.483 | 51.5864 | 42.9887 | 36.8474 | 32.2415 | 28.6591 | 25.7932 | 12.8966 | 8.5977 | 6.4483 | 5.1586 | 4.2989 | 3.6847 | 3.2242 | 2.8659 | 2.5793 | 1.2897 | 0.85977 | 0.64483 | 0.51586 | 0.42989 | 0.36847 | 0.32242 | 0.28659 | 0.25793
0.05 | 5 | 318.6368 | 265.5307 | 227.5977 | 199.148 | 177.0205 | 159.3184 | 79.6592 | 53.1061 | 39.8296 | 31.8637 | 26.5531 | 22.7598 | 19.9148 | 17.702 | 15.9318 | 7.9659 | 5.3106 | 3.983 | 3.1864 | 2.6553 | 2.276 | 1.9915 | 1.7702 | 1.5932 | 0.79659 | 0.53106 | 0.3983 | 0.31864 | 0.26553 | 0.2276 | 0.19915 | 0.17702 | 0.15932
0.05 | 5.5 | 283.6911 | 236.4092 | 202.6365 | 177.3069 | 157.6062 | 141.8455 | 70.9228 | 47.2818 | 35.4614 | 28.3691 | 23.6409 | 20.2636 | 17.7307 | 15.7606 | 14.1846 | 7.0923 | 4.7282 | 3.5461 | 2.8369 | 2.3641 | 2.0264 | 1.7731 | 1.5761 | 1.4185 | 0.70923 | 0.47282 | 0.35461 | 0.28369 | 0.23641 | 0.20264 | 0.17731 | 0.15761 | 0.14185
0.05 | 6 | 233.1135 | 194.2612 | 166.5096 | 145.6959 | 129.5075 | 116.5567 | 58.2784 | 38.8522 | 29.1392 | 23.3113 | 19.4261 | 16.651 | 14.5696 | 12.9507 | 11.6557 | 5.8278 | 3.8852 | 2.9139 | 2.3311 | 1.9426 | 1.6651 | 1.457 | 1.2951 | 1.1656 | 0.58278 | 0.38852 | 0.29139 | 0.23311 | 0.19426 | 0.16651 | 0.1457 | 0.12951 | 0.11656
0.05 | 6.5 | 246.571 | 205.4759 | 176.1222 | 154.1069 | 136.9839 | 123.2855 | 61.6428 | 41.0952 | 30.8214 | 24.6571 | 20.5476 | 17.6122 | 15.4107 | 13.6984 | 12.3286 | 6.1643 | 4.1095 | 3.0821 | 2.4657 | 2.0548 | 1.7612 | 1.5411 | 1.3698 | 1.2329 | 0.61643 | 0.41095 | 0.30821 | 0.24657 | 0.20548 | 0.17612 | 0.15411 | 0.13698 | 0.12329
0.05 | 7 | 226.1229 | 188.4357 | 161.5163 | 141.3268 | 125.6238 | 113.0614 | 56.5307 | 37.6871 | 28.2654 | 22.6123 | 18.8436 | 16.1516 | 14.1327 | 12.5624 | 11.3061 | 5.6531 | 3.7687 | 2.8265 | 2.2612 | 1.8844 | 1.6152 | 1.4133 | 1.2562 | 1.1306 | 0.56531 | 0.37687 | 0.28265 | 0.22612 | 0.18844 | 0.16152 | 0.14133 | 0.12562 | 0.11306
0.05 | 7.5 | 142.3209 | 118.6007 | 101.6578 | 88.9505 | 79.0671 | 71.1604 | 35.5802 | 23.7201 | 17.7901 | 14.2321 | 11.8601 | 10.1658 | 8.8951 | 7.9067 | 7.116 | 3.558 | 2.372 | 1.779 | 1.4232 | 1.186 | 1.0166 | 0.88951 | 0.79067 | 0.7116 | 0.3558 | 0.2372 | 0.1779 | 0.14232 | 0.1186 | 0.10166 | 0.088951 | 0.079067 | 0.07116
0.05 | 8 | 105.1719 | 87.6432 | 75.1228 | 65.7324 | 58.4288 | 52.5859 | 26.293 | 17.5286 | 13.1465 | 10.5172 | 8.7643 | 7.5123 | 6.5732 | 5.8429 | 5.2586 | 2.6293 | 1.7529 | 1.3146 | 1.0517 | 0.87643 | 0.75123 | 0.65732 | 0.58429 | 0.52586 | 0.26293 | 0.17529 | 0.13146 | 0.10517 | 0.087643 | 0.075123 | 0.065732 | 0.058429 | 0.052586
0.05 | 8.5 | 106.2833 | 88.5694 | 75.9166 | 66.427 | 59.0463 | 53.1416 | 26.5708 | 17.7139 | 13.2854 | 10.6283 | 8.8569 | 7.5917 | 6.6427 | 5.9046 | 5.3142 | 2.6571 | 1.7714 | 1.3285 | 1.0628 | 0.88569 | 0.75917 | 0.66427 | 0.59046 | 0.53142 | 0.26571 | 0.17714 | 0.13285 | 0.10628 | 0.088569 | 0.075917 | 0.066427 | 0.059046 | 0.053142
0.05 | 9 | 95.1684 | 79.307 | 67.9774 | 59.4802 | 52.8713 | 47.5842 | 23.7921 | 15.8614 | 11.896 | 9.5168 | 7.9307 | 6.7977 | 5.948 | 5.2871 | 4.7584 | 2.3792 | 1.5861 | 1.1896 | 0.95168 | 0.79307 | 0.67977 | 0.5948 | 0.52871 | 0.47584 | 0.23792 | 0.15861 | 0.11896 | 0.095168 | 0.079307 | 0.067977 | 0.05948 | 0.052871 | 0.047584
0.05 | 9.5 | 86.0575 | 71.7146 | 61.4696 | 53.7859 | 47.8097 | 43.0287 | 21.5144 | 14.3429 | 10.7572 | 8.6057 | 7.1715 | 6.147 | 5.3786 | 4.781 | 4.3029 | 2.1514 | 1.4343 | 1.0757 | 0.86057 | 0.71715 | 0.6147 | 0.53786 | 0.4781 | 0.43029 | 0.21514 | 0.14343 | 0.10757 | 0.086057 | 0.071715 | 0.06147 | 0.053786 | 0.04781 | 0.043029
0.05 | 10 | 82.7483 | 68.9569 | 59.1059 | 51.7177 | 45.9713 | 41.3741 | 20.6871 | 13.7914 | 10.3435 | 8.2748 | 6.8957 | 5.9106 | 5.1718 | 4.5971 | 4.1374 | 2.0687 | 1.3791 | 1.0344 | 0.82748 | 0.68957 | 0.59106 | 0.51718 | 0.45971 | 0.41374 | 0.20687 | 0.13791 | 0.10344 | 0.082748 | 0.068957 | 0.059106 | 0.051718 | 0.045971 | 0.041374
0.05 | 12 | 62.7867 | 52.3222 | 44.8476 | 39.2417 | 34.8815 | 31.3933 | 15.6967 | 10.4644 | 7.8483 | 6.2787 | 5.2322 | 4.4848 | 3.9242 | 3.4881 | 3.1393 | 1.5697 | 1.0464 | 0.78483 | 0.62787 | 0.52322 | 0.44848 | 0.39242 | 0.34881 | 0.31393 | 0.15697 | 0.10464 | 0.078483 | 0.062787 | 0.052322 | 0.044848 | 0.039242 | 0.034881 | 0.031393
0.05 | 14 | 50.0142 | 41.6785 | 35.7244 | 31.2589 | 27.7857 | 25.0071 | 12.5036 | 8.3357 | 6.2518 | 5.0014 | 4.1679 | 3.5724 | 3.1259 | 2.7786 | 2.5007 | 1.2504 | 0.83357 | 0.62518 | 0.50014 | 0.41679 | 0.35724 | 0.31259 | 0.27786 | 0.25007 | 0.12504 | 0.083357 | 0.062518 | 0.050014 | 0.041679 | 0.035724 | 0.031259 | 0.027786 | 0.025007
0.05 | 16 | 32.1931 | 26.8276 | 22.9951 | 20.1207 | 17.8851 | 16.0965 | 8.0483 | 5.3655 | 4.0241 | 3.2193 | 2.6828 | 2.2995 | 2.0121 | 1.7885 | 1.6097 | 0.80483 | 0.53655 | 0.40241 | 0.32193 | 0.26828 | 0.22995 | 0.20121 | 0.17885 | 0.16097 | 0.080483 | 0.053655 | 0.040241 | 0.032193 | 0.026828 | 0.022995 | 0.020121 | 0.017885 | 0.016097
0.05 | 18 | 26.8963 | 22.4136 | 19.2117 | 16.8102 | 14.9424 | 13.4482 | 6.7241 | 4.4827 | 3.362 | 2.6896 | 2.2414 | 1.9212 | 1.681 | 1.4942 | 1.3448 | 0.67241 | 0.44827 | 0.3362 | 0.26896 | 0.22414 | 0.19212 | 0.1681 | 0.14942 | 0.13448 | 0.067241 | 0.044827 | 0.03362 | 0.026896 | 0.022414 | 0.019212 | 0.01681 | 0.014942 | 0.013448
0.05 | 20 | 22.1116 | 18.4263 | 15.794 | 13.8197 | 12.2842 | 11.0558 | 5.5279 | 3.6853 | 2.7639 | 2.2112 | 1.8426 | 1.5794 | 1.382 | 1.2284 | 1.1056 | 0.55279 | 0.36853 | 0.27639 | 0.22112 | 0.18426 | 0.15794 | 0.1382 | 0.12284 | 0.11056 | 0.055279 | 0.036853 | 0.027639 | 0.022112 | 0.018426 | 0.015794 | 0.01382 | 0.012284 | 0.011056
0.05 | 25 | 13.0524 | 10.877 | 9.3231 | 8.1577 | 7.2513 | 6.5262 | 3.2631 | 2.1754 | 1.6315 | 1.3052 | 1.0877 | 0.93231 | 0.81577 | 0.72513 | 0.65262 | 0.32631 | 0.21754 | 0.16315 | 0.13052 | 0.10877 | 0.093231 | 0.081577 | 0.072513 | 0.065262 | 0.032631 | 0.021754 | 0.016315 | 0.013052 | 0.010877 | 0.0093231 | 0.0081577 | 0.0072513 | 0.0065262
0.05 | 30 | 8.4263 | 7.0219 | 6.0188 | 5.2664 | 4.6813 | 4.2131 | 2.1066 | 1.4044 | 1.0533 | 0.84263 | 0.70219 | 0.60188 | 0.52664 | 0.46813 | 0.42131 | 0.21066 | 0.14044 | 0.10533 | 0.084263 | 0.070219 | 0.060188 | 0.052664 | 0.046813 | 0.042131 | 0.021066 | 0.014044 | 0.010533 | 0.0084263 | 0.0070219 | 0.0060188 | 0.0052664 | 0.0046813 | 0.0042131
0.05 | 35 | 6.0932 | 5.0776 | 4.3523 | 3.8082 | 3.3851 | 3.0466 | 1.5233 | 1.0155 | 0.76165 | 0.60932 | 0.50776 | 0.43523 | 0.38082 | 0.33851 | 0.30466 | 0.15233 | 0.10155 | 0.076165 | 0.060932 | 0.050776 | 0.043523 | 0.038082 | 0.033851 | 0.030466 | 0.015233 | 0.010155 | 0.0076165 | 0.0060932 | 0.0050776 | 0.0043523 | 0.0038082 | 0.0033851 | 0.0030466
0.05 | 40 | 4.6245 | 3.8538 | 3.3032 | 2.8903 | 2.5692 | 2.3123 | 1.1561 | 0.77076 | 0.57807 | 0.46245 | 0.38538 | 0.33032 | 0.28903 | 0.25692 | 0.23123 | 0.11561 | 0.077076 | 0.057807 | 0.046245 | 0.038538 | 0.033032 | 0.028903 | 0.025692 | 0.023123 | 0.011561 | 0.0077076 | 0.0057807 | 0.0046245 | 0.0038538 | 0.0033032 | 0.0028903 | 0.0025692 | 0.0023123
0.05 | 45 | 3.5876 | 2.9897 | 2.5626 | 2.2422 | 1.9931 | 1.7938 | 0.8969 | 0.59793 | 0.44845 | 0.35876 | 0.29897 | 0.25626 | 0.22422 | 0.19931 | 0.17938 | 0.08969 | 0.059793 | 0.044845 | 0.035876 | 0.029897 | 0.025626 | 0.022422 | 0.019931 | 0.017938 | 0.008969 | 0.0059793 | 0.0044845 | 0.0035876 | 0.0029897 | 0.0025626 | 0.0022422 | 0.0019931 | 0.0017938
0.05 | 50 | 2.8121 | 2.3434 | 2.0086 | 1.7575 | 1.5623 | 1.406 | 0.70302 | 0.46868 | 0.35151 | 0.28121 | 0.23434 | 0.20086 | 0.17575 | 0.15623 | 0.1406 | 0.070302 | 0.046868 | 0.035151 | 0.028121 | 0.023434 | 0.020086 | 0.017575 | 0.015623 | 0.01406 | 0.0070302 | 0.0046868 | 0.0035151 | 0.0028121 | 0.0023434 | 0.0020086 | 0.0017575 | 0.0015623 | 0.001406
0.05 | 55 | 2.3243 | 1.9369 | 1.6602 | 1.4527 | 1.2913 | 1.1621 | 0.58106 | 0.38738 | 0.29053 | 0.23243 | 0.19369 | 0.16602 | 0.14527 | 0.12913 | 0.11621 | 0.058106 | 0.038738 | 0.029053 | 0.023243 | 0.019369 | 0.016602 | 0.014527 | 0.012913 | 0.011621 | 0.0058106 | 0.0038738 | 0.0029053 | 0.0023243 | 0.0019369 | 0.0016602 | 0.0014527 | 0.0012913 | 0.0011621
0.05 | 60 | 1.9422 | 1.6185 | 1.3873 | 1.2139 | 1.079 | 0.97111 | 0.48555 | 0.3237 | 0.24278 | 0.19422 | 0.16185 | 0.13873 | 0.12139 | 0.1079 | 0.097111 | 0.048555 | 0.03237 | 0.024278 | 0.019422 | 0.016185 | 0.013873 | 0.012139 | 0.01079 | 0.0097111 | 0.0048555 | 0.003237 | 0.0024278 | 0.0019422 | 0.0016185 | 0.0013873 | 0.0012139 | 0.001079 | 0.00097111
0.05 | 65 | 1.629 | 1.3575 | 1.1635 | 1.0181 | 0.90498 | 0.81448 | 0.40724 | 0.27149 | 0.20362 | 0.1629 | 0.13575 | 0.11635 | 0.10181 | 0.090498 | 0.081448 | 0.040724 | 0.027149 | 0.020362 | 0.01629 | 0.013575 | 0.011635 | 0.010181 | 0.0090498 | 0.0081448 | 0.0040724 | 0.0027149 | 0.0020362 | 0.001629 | 0.0013575 | 0.0011635 | 0.0010181 | 0.00090498 | 0.00081448
0.05 | 70 | 1.4088 | 1.174 | 1.0063 | 0.88047 | 0.78264 | 0.70438 | 0.35219 | 0.23479 | 0.17609 | 0.14088 | 0.1174 | 0.10063 | 0.088047 | 0.078264 | 0.070438 | 0.035219 | 0.023479 | 0.017609 | 0.014088 | 0.01174 | 0.010063 | 0.0088047 | 0.0078264 | 0.0070438 | 0.0035219 | 0.0023479 | 0.0017609 | 0.0014088 | 0.001174 | 0.0010063 | 0.00088047 | 0.00078264 | 0.00070438
0.05 | 75 | 1.242 | 1.035 | 0.88716 | 0.77627 | 0.69002 | 0.62101 | 0.31051 | 0.207 | 0.15525 | 0.1242 | 0.1035 | 0.088716 | 0.077627 | 0.069002 | 0.062101 | 0.031051 | 0.0207 | 0.015525 | 0.01242 | 0.01035 | 0.0088716 | 0.0077627 | 0.0069002 | 0.0062101 | 0.0031051 | 0.00207 | 0.0015525 | 0.001242 | 0.001035 | 0.00088716 | 0.00077627 | 0.00069002 | 0.00062101
0.05 | 80 | 1.1096 | 0.92466 | 0.79256 | 0.69349 | 0.61644 | 0.55479 | 0.2774 | 0.18493 | 0.1387 | 0.11096 | 0.092466 | 0.079256 | 0.069349 | 0.061644 | 0.055479 | 0.02774 | 0.018493 | 0.01387 | 0.011096 | 0.0092466 | 0.0079256 | 0.0069349 | 0.0061644 | 0.0055479 | 0.002774 | 0.0018493 | 0.001387 | 0.0011096 | 0.00092466 | 0.00079256 | 0.00069349 | 0.00061644 | 0.00055479
0.05 | 85 | 0.98549 | 0.82124 | 0.70392 | 0.61593 | 0.54749 | 0.49275 | 0.24637 | 0.16425 | 0.12319 | 0.098549 | 0.082124 | 0.070392 | 0.061593 | 0.054749 | 0.049275 | 0.024637 | 0.016425 | 0.012319 | 0.0098549 | 0.0082124 | 0.0070392 | 0.0061593 | 0.0054749 | 0.0049275 | 0.0024637 | 0.0016425 | 0.0012319 | 0.00098549 | 0.00082124 | 0.00070392 | 0.00061593 | 0.00054749 | 0.00049275
0.05 | 90 | 0.88988 | 0.74156 | 0.63563 | 0.55617 | 0.49438 | 0.44494 | 0.22247 | 0.14831 | 0.11123 | 0.088988 | 0.074156 | 0.063563 | 0.055617 | 0.049438 | 0.044494 | 0.022247 | 0.014831 | 0.011123 | 0.0088988 | 0.0074156 | 0.0063563 | 0.0055617 | 0.0049438 | 0.0044494 | 0.0022247 | 0.0014831 | 0.0011123 | 0.00088988 | 0.00074156 | 0.00063563 | 0.00055617 | 0.00049438 | 0.00044494
0.05 | 95 | 0.80693 | 0.67244 | 0.57638 | 0.50433 | 0.4483 | 0.40347 | 0.20173 | 0.13449 | 0.10087 | 0.080693 | 0.067244 | 0.057638 | 0.050433 | 0.04483 | 0.040347 | 0.020173 | 0.013449 | 0.010087 | 0.0080693 | 0.0067244 | 0.0057638 | 0.0050433 | 0.004483 | 0.0040347 | 0.0020173 | 0.0013449 | 0.0010087 | 0.00080693 | 0.00067244 | 0.00057638 | 0.00050433 | 0.0004483 | 0.00040347
0.05 | 100 | 0.72423 | 0.60353 | 0.51731 | 0.45265 | 0.40235 | 0.36212 | 0.18106 | 0.12071 | 0.090529 | 0.072423 | 0.060353 | 0.051731 | 0.045265 | 0.040235 | 0.036212 | 0.018106 | 0.012071 | 0.0090529 | 0.0072423 | 0.0060353 | 0.0051731 | 0.0045265 | 0.0040235 | 0.0036212 | 0.0018106 | 0.0012071 | 0.00090529 | 0.00072423 | 0.00060353 | 0.00051731 | 0.00045265 | 0.00040235 | 0.00036212
0.055 | 0.1 | 4169.6628 | 3474.719 | 2978.3306 | 2606.0392 | 2316.4793 | 2084.8314 | 1042.4157 | 694.9438 | 521.2078 | 416.9663 | 347.4719 | 297.8331 | 260.6039 | 231.6479 | 208.4831 | 104.2416 | 69.4944 | 52.1208 | 41.6966 | 34.7472 | 29.7833 | 26.0604 | 23.1648 | 20.8483 | 10.4242 | 6.9494 | 5.2121 | 4.1697 | 3.4747 | 2.9783 | 2.606 | 2.3165 | 2.0848
0.055 | 0.2 | 1896.6992 | 1580.5827 | 1354.7852 | 1185.437 | 1053.7218 | 948.3496 | 474.1748 | 316.1165 | 237.0874 | 189.6699 | 158.0583 | 135.4785 | 118.5437 | 105.3722 | 94.835 | 47.4175 | 31.6117 | 23.7087 | 18.967 | 15.8058 | 13.5479 | 11.8544 | 10.5372 | 9.4835 | 4.7417 | 3.1612 | 2.3709 | 1.8967 | 1.5806 | 1.3548 | 1.1854 | 1.0537 | 0.94835
0.055 | 0.3 | 953.6925 | 794.7437 | 681.2089 | 596.0578 | 529.8292 | 476.8462 | 238.4231 | 158.9487 | 119.2116 | 95.3692 | 79.4744 | 68.1209 | 59.6058 | 52.9829 | 47.6846 | 23.8423 | 15.8949 | 11.9212 | 9.5369 | 7.9474 | 6.8121 | 5.9606 | 5.2983 | 4.7685 | 2.3842 | 1.5895 | 1.1921 | 0.95369 | 0.79474 | 0.68121 | 0.59606 | 0.52983 | 0.47685
0.055 | 0.4 | 672.2618 | 560.2182 | 480.187 | 420.1636 | 373.4788 | 336.1309 | 168.0655 | 112.0436 | 84.0327 | 67.2262 | 56.0218 | 48.0187 | 42.0164 | 37.3479 | 33.6131 | 16.8065 | 11.2044 | 8.4033 | 6.7226 | 5.6022 | 4.8019 | 4.2016 | 3.7348 | 3.3613 | 1.6807 | 1.1204 | 0.84033 | 0.67226 | 0.56022 | 0.48019 | 0.42016 | 0.37348 | 0.33613
0.055 | 0.5 | 405.5662 | 337.9718 | 289.6901 | 253.4788 | 225.3145 | 202.7831 | 101.3915 | 67.5944 | 50.6958 | 40.5566 | 33.7972 | 28.969 | 25.3479 | 22.5315 | 20.2783 | 10.1392 | 6.7594 | 5.0696 | 4.0557 | 3.3797 | 2.8969 | 2.5348 | 2.2531 | 2.0278 | 1.0139 | 0.67594 | 0.50696 | 0.40557 | 0.33797 | 0.28969 | 0.25348 | 0.22531 | 0.20278
0.055 | 0.6 | 378.1671 | 315.1393 | 270.1194 | 236.3545 | 210.0929 | 189.0836 | 94.5418 | 63.0279 | 47.2709 | 37.8167 | 31.5139 | 27.0119 | 23.6354 | 21.0093 | 18.9084 | 9.4542 | 6.3028 | 4.7271 | 3.7817 | 3.1514 | 2.7012 | 2.3635 | 2.1009 | 1.8908 | 0.94542 | 0.63028 | 0.47271 | 0.37817 | 0.31514 | 0.27012 | 0.23635 | 0.21009 | 0.18908
0.055 | 0.7 | 393.5437 | 327.9531 | 281.1027 | 245.9648 | 218.6354 | 196.7719 | 98.3859 | 65.5906 | 49.193 | 39.3544 | 32.7953 | 28.1103 | 24.5965 | 21.8635 | 19.6772 | 9.8386 | 6.5591 | 4.9193 | 3.9354 | 3.2795 | 2.811 | 2.4596 | 2.1864 | 1.9677 | 0.98386 | 0.65591 | 0.49193 | 0.39354 | 0.32795 | 0.2811 | 0.24596 | 0.21864 | 0.19677
0.055 | 0.8 | 399.6522 | 333.0435 | 285.4659 | 249.7826 | 222.029 | 199.8261 | 99.9131 | 66.6087 | 49.9565 | 39.9652 | 33.3044 | 28.5466 | 24.9783 | 22.2029 | 19.9826 | 9.9913 | 6.6609 | 4.9957 | 3.9965 | 3.3304 | 2.8547 | 2.4978 | 2.2203 | 1.9983 | 0.99913 | 0.66609 | 0.49957 | 0.39965 | 0.33304 | 0.28547 | 0.24978 | 0.22203 | 0.19983
0.055 | 0.9 | 421.7742 | 351.4785 | 301.2673 | 263.6089 | 234.319 | 210.8871 | 105.4436 | 70.2957 | 52.7218 | 42.1774 | 35.1479 | 30.1267 | 26.3609 | 23.4319 | 21.0887 | 10.5444 | 7.0296 | 5.2722 | 4.2177 | 3.5148 | 3.0127 | 2.6361 | 2.3432 | 2.1089 | 1.0544 | 0.70296 | 0.52722 | 0.42177 | 0.35148 | 0.30127 | 0.26361 | 0.23432 | 0.21089
0.055 | 1 | 445.9627 | 371.6356 | 318.5448 | 278.7267 | 247.7571 | 222.9814 | 111.4907 | 74.3271 | 55.7453 | 44.5963 | 37.1636 | 31.8545 | 27.8727 | 24.7757 | 22.2981 | 11.1491 | 7.4327 | 5.5745 | 4.4596 | 3.7164 | 3.1854 | 2.7873 | 2.4776 | 2.2298 | 1.1149 | 0.74327 | 0.55745 | 0.44596 | 0.37164 | 0.31854 | 0.27873 | 0.24776 | 0.22298
0.055 | 1.25 | 536.6019 | 447.1683 | 383.2871 | 335.3762 | 298.1122 | 268.301 | 134.1505 | 89.4337 | 67.0752 | 53.6602 | 44.7168 | 38.3287 | 33.5376 | 29.8112 | 26.8301 | 13.415 | 8.9434 | 6.7075 | 5.366 | 4.4717 | 3.8329 | 3.3538 | 2.9811 | 2.683 | 1.3415 | 0.89434 | 0.67075 | 0.5366 | 0.44717 | 0.38329 | 0.33538 | 0.29811 | 0.2683
0.055 | 1.5 | 757.0419 | 630.8683 | 540.7442 | 473.1512 | 420.5788 | 378.521 | 189.2605 | 126.1737 | 94.6302 | 75.7042 | 63.0868 | 54.0744 | 47.3151 | 42.0579 | 37.8521 | 18.926 | 12.6174 | 9.463 | 7.5704 | 6.3087 | 5.4074 | 4.7315 | 4.2058 | 3.7852 | 1.8926 | 1.2617 | 0.9463 | 0.75704 | 0.63087 | 0.54074 | 0.47315 | 0.42058 | 0.37852
0.055 | 1.75 | 1694.8895 | 1412.4079 | 1210.6353 | 1059.3059 | 941.6053 | 847.4447 | 423.7224 | 282.4816 | 211.8612 | 169.4889 | 141.2408 | 121.0635 | 105.9306 | 94.1605 | 84.7445 | 42.3722 | 28.2482 | 21.1861 | 16.9489 | 14.1241 | 12.1064 | 10.5931 | 9.4161 | 8.4744 | 4.2372 | 2.8248 | 2.1186 | 1.6949 | 1.4124 | 1.2106 | 1.0593 | 0.94161 | 0.84744
0.055 | 2 | 2325.1077 | 1937.5898 | 1660.7912 | 1453.1923 | 1291.7265 | 1162.5539 | 581.2769 | 387.518 | 290.6385 | 232.5108 | 193.759 | 166.0791 | 145.3192 | 129.1727 | 116.2554 | 58.1277 | 38.7518 | 29.0638 | 23.2511 | 19.3759 | 16.6079 | 14.5319 | 12.9173 | 11.6255 | 5.8128 | 3.8752 | 2.9064 | 2.3251 | 1.9376 | 1.6608 | 1.4532 | 1.2917 | 1.1626
0.055 | 2.25 | 2475.4429 | 2062.869 | 1768.1735 | 1547.1518 | 1375.246 | 1237.7214 | 618.8607 | 412.5738 | 309.4304 | 247.5443 | 206.2869 | 176.8173 | 154.7152 | 137.5246 | 123.7721 | 61.8861 | 41.2574 | 30.943 | 24.7544 | 20.6287 | 17.6817 | 15.4715 | 13.7525 | 12.3772 | 6.1886 | 4.1257 | 3.0943 | 2.4754 | 2.0629 | 1.7682 | 1.5472 | 1.3752 | 1.2377
0.055 | 2.5 | 1508.2735 | 1256.8945 | 1077.3382 | 942.6709 | 837.9297 | 754.1367 | 377.0684 | 251.3789 | 188.5342 | 150.8273 | 125.6895 | 107.7338 | 94.2671 | 83.793 | 75.4137 | 37.7068 | 25.1379 | 18.8534 | 15.0827 | 12.5689 | 10.7734 | 9.4267 | 8.3793 | 7.5414 | 3.7707 | 2.5138 | 1.8853 | 1.5083 | 1.2569 | 1.0773 | 0.94267 | 0.83793 | 0.75414
0.055 | 2.75 | 756.7819 | 630.6516 | 540.5585 | 472.9887 | 420.4344 | 378.391 | 189.1955 | 126.1303 | 94.5977 | 75.6782 | 63.0652 | 54.0559 | 47.2989 | 42.0434 | 37.8391 | 18.9195 | 12.613 | 9.4598 | 7.5678 | 6.3065 | 5.4056 | 4.7299 | 4.2043 | 3.7839 | 1.892 | 1.2613 | 0.94598 | 0.75678 | 0.63065 | 0.54056 | 0.47299 | 0.42043 | 0.37839
0.055 | 3 | 485.9151 | 404.9293 | 347.0822 | 303.6969 | 269.9528 | 242.9576 | 121.4788 | 80.9859 | 60.7394 | 48.5915 | 40.4929 | 34.7082 | 30.3697 | 26.9953 | 24.2958 | 12.1479 | 8.0986 | 6.0739 | 4.8592 | 4.0493 | 3.4708 | 3.037 | 2.6995 | 2.4296 | 1.2148 | 0.80986 | 0.60739 | 0.48592 | 0.40493 | 0.34708 | 0.3037 | 0.26995 | 0.24296
0.055 | 3.25 | 392.7917 | 327.3264 | 280.5655 | 245.4948 | 218.2176 | 196.3958 | 98.1979 | 65.4653 | 49.099 | 39.2792 | 32.7326 | 28.0565 | 24.5495 | 21.8218 | 19.6396 | 9.8198 | 6.5465 | 4.9099 | 3.9279 | 3.2733 | 2.8057 | 2.4549 | 2.1822 | 1.964 | 0.98198 | 0.65465 | 0.49099 | 0.39279 | 0.32733 | 0.28057 | 0.24549 | 0.21822 | 0.1964
0.055 | 3.5 | 439.4345 | 366.1954 | 313.8818 | 274.6466 | 244.1303 | 219.7172 | 109.8586 | 73.2391 | 54.9293 | 43.9434 | 36.6195 | 31.3882 | 27.4647 | 24.413 | 21.9717 | 10.9859 | 7.3239 | 5.4929 | 4.3943 | 3.662 | 3.1388 | 2.7465 | 2.4413 | 2.1972 | 1.0986 | 0.73239 | 0.54929 | 0.43943 | 0.3662 | 0.31388 | 0.27465 | 0.24413 | 0.21972
0.055 | 3.75 | 466.4152 | 388.6793 | 333.1537 | 291.5095 | 259.1195 | 233.2076 | 116.6038 | 77.7359 | 58.3019 | 46.6415 | 38.8679 | 33.3154 | 29.1509 | 25.912 | 23.3208 | 11.6604 | 7.7736 | 5.8302 | 4.6642 | 3.8868 | 3.3315 | 2.9151 | 2.5912 | 2.3321 | 1.166 | 0.77736 | 0.58302 | 0.46642 | 0.38868 | 0.33315 | 0.29151 | 0.25912 | 0.23321
0.055 | 4 | 440.0752 | 366.7293 | 314.3394 | 275.047 | 244.4862 | 220.0376 | 110.0188 | 73.3459 | 55.0094 | 44.0075 | 36.6729 | 31.4339 | 27.5047 | 24.4486 | 22.0038 | 11.0019 | 7.3346 | 5.5009 | 4.4008 | 3.6673 | 3.1434 | 2.7505 | 2.4449 | 2.2004 | 1.1002 | 0.73346 | 0.55009 | 0.44008 | 0.36673 | 0.31434 | 0.27505 | 0.24449 | 0.22004
0.055 | 4.25 | 466.0805 | 388.4004 | 332.9146 | 291.3003 | 258.9336 | 233.0402 | 116.5201 | 77.6801 | 58.2601 | 46.608 | 38.84 | 33.2915 | 29.13 | 25.8934 | 23.304 | 11.652 | 7.768 | 5.826 | 4.6608 | 3.884 | 3.3291 | 2.913 | 2.5893 | 2.3304 | 1.1652 | 0.7768 | 0.5826 | 0.46608 | 0.3884 | 0.33291 | 0.2913 | 0.25893 | 0.23304
0.055 | 4.5 | 555.546 | 462.955 | 396.8186 | 347.2163 | 308.6367 | 277.773 | 138.8865 | 92.591 | 69.4433 | 55.5546 | 46.2955 | 39.6819 | 34.7216 | 30.8637 | 27.7773 | 13.8887 | 9.2591 | 6.9443 | 5.5555 | 4.6296 | 3.9682 | 3.4722 | 3.0864 | 2.7777 | 1.3889 | 0.92591 | 0.69443 | 0.55555 | 0.46296 | 0.39682 | 0.34722 | 0.30864 | 0.27777
0.055 | 4.75 | 482.2337 | 401.8614 | 344.4527 | 301.3961 | 267.9076 | 241.1169 | 120.5584 | 80.3723 | 60.2792 | 48.2234 | 40.1861 | 34.4453 | 30.1396 | 26.7908 | 24.1117 | 12.0558 | 8.0372 | 6.0279 | 4.8223 | 4.0186 | 3.4445 | 3.014 | 2.6791 | 2.4112 | 1.2056 | 0.80372 | 0.60279 | 0.48223 | 0.40186 | 0.34445 | 0.3014 | 0.26791 | 0.24112
0.055 | 5 | 311.1538 | 259.2949 | 222.2527 | 194.4712 | 172.8632 | 155.5769 | 77.7885 | 51.859 | 38.8942 | 31.1154 | 25.9295 | 22.2253 | 19.4471 | 17.2863 | 15.5577 | 7.7788 | 5.1859 | 3.8894 | 3.1115 | 2.5929 | 2.2225 | 1.9447 | 1.7286 | 1.5558 | 0.77788 | 0.51859 | 0.38894 | 0.31115 | 0.25929 | 0.22225 | 0.19447 | 0.17286 | 0.15558
0.055 | 5.5 | 261.1932 | 217.661 | 186.5666 | 163.2457 | 145.1073 | 130.5966 | 65.2983 | 43.5322 | 32.6491 | 26.1193 | 21.7661 | 18.6567 | 16.3246 | 14.5107 | 13.0597 | 6.5298 | 4.3532 | 3.2649 | 2.6119 | 2.1766 | 1.8657 | 1.6325 | 1.4511 | 1.306 | 0.65298 | 0.43532 | 0.32649 | 0.26119 | 0.21766 | 0.18657 | 0.16325 | 0.14511 | 0.1306
0.055 | 6 | 214.3298 | 178.6082 | 153.0927 | 133.9561 | 119.0721 | 107.1649 | 53.5825 | 35.7216 | 26.7912 | 21.433 | 17.8608 | 15.3093 | 13.3956 | 11.9072 | 10.7165 | 5.3582 | 3.5722 | 2.6791 | 2.1433 | 1.7861 | 1.5309 | 1.3396 | 1.1907 | 1.0716 | 0.53582 | 0.35722 | 0.26791 | 0.21433 | 0.17861 | 0.15309 | 0.13396 | 0.11907 | 0.10716
0.055 | 6.5 | 232.3868 | 193.6556 | 165.9905 | 145.2417 | 129.1038 | 116.1934 | 58.0967 | 38.7311 | 29.0483 | 23.2387 | 19.3656 | 16.5991 | 14.5242 | 12.9104 | 11.6193 | 5.8097 | 3.8731 | 2.9048 | 2.3239 | 1.9366 | 1.6599 | 1.4524 | 1.291 | 1.1619 | 0.58097 | 0.38731 | 0.29048 | 0.23239 | 0.19366 | 0.16599 | 0.14524 | 0.1291 | 0.11619
0.055 | 7 | 214.3747 | 178.6456 | 153.1248 | 133.9842 | 119.097 | 107.1873 | 53.5937 | 35.7291 | 26.7968 | 21.4375 | 17.8646 | 15.3125 | 13.3984 | 11.9097 | 10.7187 | 5.3594 | 3.5729 | 2.6797 | 2.1437 | 1.7865 | 1.5312 | 1.3398 | 1.191 | 1.0719 | 0.53594 | 0.35729 | 0.26797 | 0.21437 | 0.17865 | 0.15312 | 0.13398 | 0.1191 | 0.10719
0.055 | 7.5 | 138.4072 | 115.3394 | 98.8623 | 86.5045 | 76.8929 | 69.2036 | 34.6018 | 23.0679 | 17.3009 | 13.8407 | 11.5339 | 9.8862 | 8.6505 | 7.6893 | 6.9204 | 3.4602 | 2.3068 | 1.7301 | 1.3841 | 1.1534 | 0.98862 | 0.86505 | 0.76893 | 0.69204 | 0.34602 | 0.23068 | 0.17301 | 0.13841 | 0.11534 | 0.098862 | 0.086505 | 0.076893 | 0.069204
0.055 | 8 | 104.1205 | 86.7671 | 74.3718 | 65.0753 | 57.8447 | 52.0602 | 26.0301 | 17.3534 | 13.0151 | 10.412 | 8.6767 | 7.4372 | 6.5075 | 5.7845 | 5.206 | 2.603 | 1.7353 | 1.3015 | 1.0412 | 0.86767 | 0.74372 | 0.65075 | 0.57845 | 0.5206 | 0.2603 | 0.17353 | 0.13015 | 0.10412 | 0.086767 | 0.074372 | 0.065075 | 0.057845 | 0.05206
0.055 | 8.5 | 103.2595 | 86.0496 | 73.7568 | 64.5372 | 57.3664 | 51.6297 | 25.8149 | 17.2099 | 12.9074 | 10.3259 | 8.605 | 7.3757 | 6.4537 | 5.7366 | 5.163 | 2.5815 | 1.721 | 1.2907 | 1.0326 | 0.8605 | 0.73757 | 0.64537 | 0.57366 | 0.5163 | 0.25815 | 0.1721 | 0.12907 | 0.10326 | 0.08605 | 0.073757 | 0.064537 | 0.057366 | 0.05163
0.055 | 9 | 91.9418 | 76.6182 | 65.6727 | 57.4636 | 51.0788 | 45.9709 | 22.9855 | 15.3236 | 11.4927 | 9.1942 | 7.6618 | 6.5673 | 5.7464 | 5.1079 | 4.5971 | 2.2985 | 1.5324 | 1.1493 | 0.91942 | 0.76618 | 0.65673 | 0.57464 | 0.51079 | 0.45971 | 0.22985 | 0.15324 | 0.11493 | 0.091942 | 0.076618 | 0.065673 | 0.057464 | 0.051079 | 0.045971
0.055 | 9.5 | 81.7179 | 68.0983 | 58.37 | 51.0737 | 45.3989 | 40.859 | 20.4295 | 13.6197 | 10.2147 | 8.1718 | 6.8098 | 5.837 | 5.1074 | 4.5399 | 4.0859 | 2.0429 | 1.362 | 1.0215 | 0.81718 | 0.68098 | 0.5837 | 0.51074 | 0.45399 | 0.40859 | 0.20429 | 0.1362 | 0.10215 | 0.081718 | 0.068098 | 0.05837 | 0.051074 | 0.045399 | 0.040859
0.055 | 10 | 77.614 | 64.6783 | 55.4386 | 48.5088 | 43.1189 | 38.807 | 19.4035 | 12.9357 | 9.7018 | 7.7614 | 6.4678 | 5.5439 | 4.8509 | 4.3119 | 3.8807 | 1.9404 | 1.2936 | 0.97018 | 0.77614 | 0.64678 | 0.55439 | 0.48509 | 0.43119 | 0.38807 | 0.19404 | 0.12936 | 0.097018 | 0.077614 | 0.064678 | 0.055439 | 0.048509 | 0.043119 | 0.038807
0.055 | 12 | 61.2406 | 51.0338 | 43.7433 | 38.2754 | 34.0225 | 30.6203 | 15.3101 | 10.2068 | 7.6551 | 6.1241 | 5.1034 | 4.3743 | 3.8275 | 3.4023 | 3.062 | 1.531 | 1.0207 | 0.76551 | 0.61241 | 0.51034 | 0.43743 | 0.38275 | 0.34023 | 0.3062 | 0.1531 | 0.10207 | 0.076551 | 0.061241 | 0.051034 | 0.043743 | 0.038275 | 0.034023 | 0.03062
0.055 | 14 | 47.2934 | 39.4112 | 33.781 | 29.5584 | 26.2741 | 23.6467 | 11.8234 | 7.8822 | 5.9117 | 4.7293 | 3.9411 | 3.3781 | 2.9558 | 2.6274 | 2.3647 | 1.1823 | 0.78822 | 0.59117 | 0.47293 | 0.39411 | 0.33781 | 0.29558 | 0.26274 | 0.23647 | 0.11823 | 0.078822 | 0.059117 | 0.047293 | 0.039411 | 0.033781 | 0.029558 | 0.026274 | 0.023647
0.055 | 16 | 31.2089 | 26.0074 | 22.2921 | 19.5056 | 17.3383 | 15.6045 | 7.8022 | 5.2015 | 3.9011 | 3.1209 | 2.6007 | 2.2292 | 1.9506 | 1.7338 | 1.5604 | 0.78022 | 0.52015 | 0.39011 | 0.31209 | 0.26007 | 0.22292 | 0.19506 | 0.17338 | 0.15604 | 0.078022 | 0.052015 | 0.039011 | 0.031209 | 0.026007 | 0.022292 | 0.019506 | 0.017338 | 0.015604
0.055 | 18 | 25.7905 | 21.4921 | 18.4218 | 16.1191 | 14.3281 | 12.8953 | 6.4476 | 4.2984 | 3.2238 | 2.5791 | 2.1492 | 1.8422 | 1.6119 | 1.4328 | 1.2895 | 0.64476 | 0.42984 | 0.32238 | 0.25791 | 0.21492 | 0.18422 | 0.16119 | 0.14328 | 0.12895 | 0.064476 | 0.042984 | 0.032238 | 0.025791 | 0.021492 | 0.018422 | 0.016119 | 0.014328 | 0.012895
0.055 | 20 | 20.9539 | 17.4616 | 14.9671 | 13.0962 | 11.641 | 10.4769 | 5.2385 | 3.4923 | 2.6192 | 2.0954 | 1.7462 | 1.4967 | 1.3096 | 1.1641 | 1.0477 | 0.52385 | 0.34923 | 0.26192 | 0.20954 | 0.17462 | 0.14967 | 0.13096 | 0.11641 | 0.10477 | 0.052385 | 0.034923 | 0.026192 | 0.020954 | 0.017462 | 0.014967 | 0.013096 | 0.011641 | 0.010477
0.055 | 25 | 12.4484 | 10.3737 | 8.8917 | 7.7802 | 6.9158 | 6.2242 | 3.1121 | 2.0747 | 1.556 | 1.2448 | 1.0374 | 0.88917 | 0.77802 | 0.69158 | 0.62242 | 0.31121 | 0.20747 | 0.1556 | 0.12448 | 0.10374 | 0.088917 | 0.077802 | 0.069158 | 0.062242 | 0.031121 | 0.020747 | 0.01556 | 0.012448 | 0.010374 | 0.0088917 | 0.0077802 | 0.0069158 | 0.0062242
0.055 | 30 | 8.1563 | 6.7969 | 5.8259 | 5.0977 | 4.5313 | 4.0781 | 2.0391 | 1.3594 | 1.0195 | 0.81563 | 0.67969 | 0.58259 | 0.50977 | 0.45313 | 0.40781 | 0.20391 | 0.13594 | 0.10195 | 0.081563 | 0.067969 | 0.058259 | 0.050977 | 0.045313 | 0.040781 | 0.020391 | 0.013594 | 0.010195 | 0.0081563 | 0.0067969 | 0.0058259 | 0.0050977 | 0.0045313 | 0.0040781
0.055 | 35 | 5.8527 | 4.8773 | 4.1805 | 3.6579 | 3.2515 | 2.9264 | 1.4632 | 0.97545 | 0.73159 | 0.58527 | 0.48773 | 0.41805 | 0.36579 | 0.32515 | 0.29264 | 0.14632 | 0.097545 | 0.073159 | 0.058527 | 0.048773 | 0.041805 | 0.036579 | 0.032515 | 0.029264 | 0.014632 | 0.0097545 | 0.0073159 | 0.0058527 | 0.0048773 | 0.0041805 | 0.0036579 | 0.0032515 | 0.0029264
0.055 | 40 | 4.4426 | 3.7021 | 3.1733 | 2.7766 | 2.4681 | 2.2213 | 1.1106 | 0.74043 | 0.55532 | 0.44426 | 0.37021 | 0.31733 | 0.27766 | 0.24681 | 0.22213 | 0.11106 | 0.074043 | 0.055532 | 0.044426 | 0.037021 | 0.031733 | 0.027766 | 0.024681 | 0.022213 | 0.011106 | 0.0074043 | 0.0055532 | 0.0044426 | 0.0037021 | 0.0031733 | 0.0027766 | 0.0024681 | 0.0022213
0.055 | 45 | 3.466 | 2.8883 | 2.4757 | 2.1663 | 1.9256 | 1.733 | 0.8665 | 0.57767 | 0.43325 | 0.3466 | 0.28883 | 0.24757 | 0.21663 | 0.19256 | 0.1733 | 0.08665 | 0.057767 | 0.043325 | 0.03466 | 0.028883 | 0.024757 | 0.021663 | 0.019256 | 0.01733 | 0.008665 | 0.0057767 | 0.0043325 | 0.003466 | 0.0028883 | 0.0024757 | 0.0021663 | 0.0019256 | 0.001733
0.055 | 50 | 2.7317 | 2.2764 | 1.9512 | 1.7073 | 1.5176 | 1.3658 | 0.68291 | 0.45528 | 0.34146 | 0.27317 | 0.22764 | 0.19512 | 0.17073 | 0.15176 | 0.13658 | 0.068291 | 0.045528 | 0.034146 | 0.027317 | 0.022764 | 0.019512 | 0.017073 | 0.015176 | 0.013658 | 0.0068291 | 0.0045528 | 0.0034146 | 0.0027317 | 0.0022764 | 0.0019512 | 0.0017073 | 0.0015176 | 0.0013658
0.055 | 55 | 2.26 | 1.8833 | 1.6143 | 1.4125 | 1.2555 | 1.13 | 0.56499 | 0.37666 | 0.2825 | 0.226 | 0.18833 | 0.16143 | 0.14125 | 0.12555 | 0.113 | 0.056499 | 0.037666 | 0.02825 | 0.0226 | 0.018833 | 0.016143 | 0.014125 | 0.012555 | 0.0113 | 0.0056499 | 0.0037666 | 0.002825 | 0.00226 | 0.0018833 | 0.0016143 | 0.0014125 | 0.0012555 | 0.00113
0.055 | 60 | 1.8819 | 1.5683 | 1.3442 | 1.1762 | 1.0455 | 0.94097 | 0.47048 | 0.31366 | 0.23524 | 0.18819 | 0.15683 | 0.13442 | 0.11762 | 0.10455 | 0.094097 | 0.047048 | 0.031366 | 0.023524 | 0.018819 | 0.015683 | 0.013442 | 0.011762 | 0.010455 | 0.0094097 | 0.0047048 | 0.0031366 | 0.0023524 | 0.0018819 | 0.0015683 | 0.0013442 | 0.0011762 | 0.0010455 | 0.00094097
0.055 | 65 | 1.5853 | 1.3211 | 1.1324 | 0.99084 | 0.88075 | 0.79267 | 0.39634 | 0.26422 | 0.19817 | 0.15853 | 0.13211 | 0.11324 | 0.099084 | 0.088075 | 0.079267 | 0.039634 | 0.026422 | 0.019817 | 0.015853 | 0.013211 | 0.011324 | 0.0099084 | 0.0088075 | 0.0079267 | 0.0039634 | 0.0026422 | 0.0019817 | 0.0015853 | 0.0013211 | 0.0011324 | 0.00099084 | 0.00088075 | 0.00079267
0.055 | 70 | 1.3701 | 1.1418 | 0.97868 | 0.85634 | 0.76119 | 0.68507 | 0.34254 | 0.22836 | 0.17127 | 0.13701 | 0.11418 | 0.097868 | 0.085634 | 0.076119 | 0.068507 | 0.034254 | 0.022836 | 0.017127 | 0.013701 | 0.011418 | 0.0097868 | 0.0085634 | 0.0076119 | 0.0068507 | 0.0034254 | 0.0022836 | 0.0017127 | 0.0013701 | 0.0011418 | 0.00097868 | 0.00085634 | 0.00076119 | 0.00068507
0.055 | 75 | 1.191 | 0.99249 | 0.85071 | 0.74437 | 0.66166 | 0.5955 | 0.29775 | 0.1985 | 0.14887 | 0.1191 | 0.099249 | 0.085071 | 0.074437 | 0.066166 | 0.05955 | 0.029775 | 0.01985 | 0.014887 | 0.01191 | 0.0099249 | 0.0085071 | 0.0074437 | 0.0066166 | 0.005955 | 0.0029775 | 0.001985 | 0.0014887 | 0.001191 | 0.00099249 | 0.00085071 | 0.00074437 | 0.00066166 | 0.0005955
0.055 | 80 | 1.0642 | 0.88681 | 0.76012 | 0.66511 | 0.59121 | 0.53209 | 0.26604 | 0.17736 | 0.13302 | 0.10642 | 0.088681 | 0.076012 | 0.066511 | 0.059121 | 0.053209 | 0.026604 | 0.017736 | 0.013302 | 0.010642 | 0.0088681 | 0.0076012 | 0.0066511 | 0.0059121 | 0.0053209 | 0.0026604 | 0.0017736 | 0.0013302 | 0.0010642 | 0.00088681 | 0.00076012 | 0.00066511 | 0.00059121 | 0.00053209
0.055 | 85 | 0.96075 | 0.80063 | 0.68625 | 0.60047 | 0.53375 | 0.48038 | 0.24019 | 0.16013 | 0.12009 | 0.096075 | 0.080063 | 0.068625 | 0.060047 | 0.053375 | 0.048038 | 0.024019 | 0.016013 | 0.012009 | 0.0096075 | 0.0080063 | 0.0068625 | 0.0060047 | 0.0053375 | 0.0048038 | 0.0024019 | 0.0016013 | 0.0012009 | 0.00096075 | 0.00080063 | 0.00068625 | 0.00060047 | 0.00053375 | 0.00048038
0.055 | 90 | 0.85249 | 0.71041 | 0.60892 | 0.53281 | 0.47361 | 0.42625 | 0.21312 | 0.14208 | 0.10656 | 0.085249 | 0.071041 | 0.060892 | 0.053281 | 0.047361 | 0.042625 | 0.021312 | 0.014208 | 0.010656 | 0.0085249 | 0.0071041 | 0.0060892 | 0.0053281 | 0.0047361 | 0.0042625 | 0.0021312 | 0.0014208 | 0.0010656 | 0.00085249 | 0.00071041 | 0.00060892 | 0.00053281 | 0.00047361 | 0.00042625
0.055 | 95 | 0.7674 | 0.6395 | 0.54814 | 0.47962 | 0.42633 | 0.3837 | 0.19185 | 0.1279 | 0.095925 | 0.07674 | 0.06395 | 0.054814 | 0.047962 | 0.042633 | 0.03837 | 0.019185 | 0.01279 | 0.0095925 | 0.007674 | 0.006395 | 0.0054814 | 0.0047962 | 0.0042633 | 0.003837 | 0.0019185 | 0.001279 | 0.00095925 | 0.0007674 | 0.0006395 | 0.00054814 | 0.00047962 | 0.00042633 | 0.0003837
0.055 | 100 | 0.69566 | 0.57971 | 0.4969 | 0.43479 | 0.38648 | 0.34783 | 0.17391 | 0.11594 | 0.086957 | 0.069566 | 0.057971 | 0.04969 | 0.043479 | 0.038648 | 0.034783 | 0.017391 | 0.011594 | 0.0086957 | 0.0069566 | 0.0057971 | 0.004969 | 0.0043479 | 0.0038648 | 0.0034783 | 0.0017391 | 0.0011594 | 0.00086957 | 0.00069566 | 0.00057971 | 0.0004969 | 0.00043479 | 0.00038648 | 0.00034783
0.06 | 0.1 | 4077.1128 | 3397.594 | 2912.2235 | 2548.1955 | 2265.0627 | 2038.5564 | 1019.2782 | 679.5188 | 509.6391 | 407.7113 | 339.7594 | 291.2223 | 254.8196 | 226.5063 | 203.8556 | 101.9278 | 67.9519 | 50.9639 | 40.7711 | 33.9759 | 29.1222 | 25.482 | 22.6506 | 20.3856 | 10.1928 | 6.7952 | 5.0964 | 4.0771 | 3.3976 | 2.9122 | 2.5482 | 2.2651 | 2.0386
0.06 | 0.2 | 1821.5866 | 1517.9888 | 1301.1333 | 1138.4916 | 1011.9925 | 910.7933 | 455.3966 | 303.5978 | 227.6983 | 182.1587 | 151.7989 | 130.1133 | 113.8492 | 101.1993 | 91.0793 | 45.5397 | 30.3598 | 22.7698 | 18.2159 | 15.1799 | 13.0113 | 11.3849 | 10.1199 | 9.1079 | 4.554 | 3.036 | 2.277 | 1.8216 | 1.518 | 1.3011 | 1.1385 | 1.012 | 0.91079
0.06 | 0.3 | 888.5956 | 740.4963 | 634.7111 | 555.3722 | 493.6642 | 444.2978 | 222.1489 | 148.0993 | 111.0744 | 88.8596 | 74.0496 | 63.4711 | 55.5372 | 49.3664 | 44.4298 | 22.2149 | 14.8099 | 11.1074 | 8.886 | 7.405 | 6.3471 | 5.5537 | 4.9366 | 4.443 | 2.2215 | 1.481 | 1.1107 | 0.8886 | 0.7405 | 0.63471 | 0.55537 | 0.49366 | 0.4443
0.06 | 0.4 | 616.6536 | 513.878 | 440.4668 | 385.4085 | 342.5853 | 308.3268 | 154.1634 | 102.7756 | 77.0817 | 61.6654 | 51.3878 | 44.0467 | 38.5408 | 34.2585 | 30.8327 | 15.4163 | 10.2776 | 7.7082 | 6.1665 | 5.1388 | 4.4047 | 3.8541 | 3.4259 | 3.0833 | 1.5416 | 1.0278 | 0.77082 | 0.61665 | 0.51388 | 0.44047 | 0.38541 | 0.34259 | 0.30833
0.06 | 0.5 | 383.6935 | 319.7446 | 274.0668 | 239.8084 | 213.1631 | 191.8467 | 95.9234 | 63.9489 | 47.9617 | 38.3693 | 31.9745 | 27.4067 | 23.9808 | 21.3163 | 19.1847 | 9.5923 | 6.3949 | 4.7962 | 3.8369 | 3.1974 | 2.7407 | 2.3981 | 2.1316 | 1.9185 | 0.95923 | 0.63949 | 0.47962 | 0.38369 | 0.31974 | 0.27407 | 0.23981 | 0.21316 | 0.19185
0.06 | 0.6 | 380.9282 | 317.4401 | 272.0915 | 238.0801 | 211.6268 | 190.4641 | 95.232 | 63.488 | 47.616 | 38.0928 | 31.744 | 27.2092 | 23.808 | 21.1627 | 19.0464 | 9.5232 | 6.3488 | 4.7616 | 3.8093 | 3.1744 | 2.7209 | 2.3808 | 2.1163 | 1.9046 | 0.95232 | 0.63488 | 0.47616 | 0.38093 | 0.31744 | 0.27209 | 0.23808 | 0.21163 | 0.19046
0.06 | 0.7 | 393.3574 | 327.7978 | 280.9696 | 245.8484 | 218.5319 | 196.6787 | 98.3394 | 65.5596 | 49.1697 | 39.3357 | 32.7798 | 28.097 | 24.5848 | 21.8532 | 19.6679 | 9.8339 | 6.556 | 4.917 | 3.9336 | 3.278 | 2.8097 | 2.4585 | 2.1853 | 1.9668 | 0.98339 | 0.6556 | 0.4917 | 0.39336 | 0.3278 | 0.28097 | 0.24585 | 0.21853 | 0.19668
0.06 | 0.8 | 399.2913 | 332.7427 | 285.2081 | 249.5571 | 221.8285 | 199.6456 | 99.8228 | 66.5485 | 49.9114 | 39.9291 | 33.2743 | 28.5208 | 24.9557 | 22.1828 | 19.9646 | 9.9823 | 6.6549 | 4.9911 | 3.9929 | 3.3274 | 2.8521 | 2.4956 | 2.2183 | 1.9965 | 0.99823 | 0.66549 | 0.49911 | 0.39929 | 0.33274 | 0.28521 | 0.24956 | 0.22183 | 0.19965
0.06 | 0.9 | 421.101 | 350.9175 | 300.7865 | 263.1882 | 233.945 | 210.5505 | 105.2753 | 70.1835 | 52.6376 | 42.1101 | 35.0918 | 30.0786 | 26.3188 | 23.3945 | 21.0551 | 10.5275 | 7.0184 | 5.2638 | 4.211 | 3.5092 | 3.0079 | 2.6319 | 2.3395 | 2.1055 | 1.0528 | 0.70184 | 0.52638 | 0.4211 | 0.35092 | 0.30079 | 0.26319 | 0.23395 | 0.21055
0.06 | 1 | 447.4916 | 372.9096 | 319.6368 | 279.6822 | 248.6064 | 223.7458 | 111.8729 | 74.5819 | 55.9364 | 44.7492 | 37.291 | 31.9637 | 27.9682 | 24.8606 | 22.3746 | 11.1873 | 7.4582 | 5.5936 | 4.4749 | 3.7291 | 3.1964 | 2.7968 | 2.4861 | 2.2375 | 1.1187 | 0.74582 | 0.55936 | 0.44749 | 0.37291 | 0.31964 | 0.27968 | 0.24861 | 0.22375
0.06 | 1.25 | 535.2466 | 446.0389 | 382.319 | 334.5292 | 297.3592 | 267.6233 | 133.8117 | 89.2078 | 66.9058 | 53.5247 | 44.6039 | 38.2319 | 33.4529 | 29.7359 | 26.7623 | 13.3812 | 8.9208 | 6.6906 | 5.3525 | 4.4604 | 3.8232 | 3.3453 | 2.9736 | 2.6762 | 1.3381 | 0.89208 | 0.66906 | 0.53525 | 0.44604 | 0.38232 | 0.33453 | 0.29736 | 0.26762
0.06 | 1.5 | 753.4178 | 627.8482 | 538.1556 | 470.8862 | 418.5655 | 376.7089 | 188.3545 | 125.5696 | 94.1772 | 75.3418 | 62.7848 | 53.8156 | 47.0886 | 41.8565 | 37.6709 | 18.8354 | 12.557 | 9.4177 | 7.5342 | 6.2785 | 5.3816 | 4.7089 | 4.1857 | 3.7671 | 1.8835 | 1.2557 | 0.94177 | 0.75342 | 0.62785 | 0.53816 | 0.47089 | 0.41857 | 0.37671
0.06 | 1.75 | 1610.7342 | 1342.2785 | 1150.5244 | 1006.7089 | 894.8523 | 805.3671 | 402.6835 | 268.4557 | 201.3418 | 161.0734 | 134.2278 | 115.0524 | 100.6709 | 89.4852 | 80.5367 | 40.2684 | 26.8456 | 20.1342 | 16.1073 | 13.4228 | 11.5052 | 10.0671 | 8.9485 | 8.0537 | 4.0268 | 2.6846 | 2.0134 | 1.6107 | 1.3423 | 1.1505 | 1.0067 | 0.89485 | 0.80537
0.06 | 2 | 2164.7427 | 1803.9522 | 1546.2448 | 1352.9642 | 1202.6348 | 1082.3713 | 541.1857 | 360.7904 | 270.5928 | 216.4743 | 180.3952 | 154.6245 | 135.2964 | 120.2635 | 108.2371 | 54.1186 | 36.079 | 27.0593 | 21.6474 | 18.0395 | 15.4624 | 13.5296 | 12.0263 | 10.8237 | 5.4119 | 3.6079 | 2.7059 | 2.1647 | 1.804 | 1.5462 | 1.353 | 1.2026 | 1.0824
0.06 | 2.25 | 2320.1555 | 1933.4629 | 1657.2539 | 1450.0972 | 1288.9753 | 1160.0777 | 580.0389 | 386.6926 | 290.0194 | 232.0155 | 193.3463 | 165.7254 | 145.0097 | 128.8975 | 116.0078 | 58.0039 | 38.6693 | 29.0019 | 23.2016 | 19.3346 | 16.5725 | 14.501 | 12.8898 | 11.6008 | 5.8004 | 3.8669 | 2.9002 | 2.3202 | 1.9335 | 1.6573 | 1.4501 | 1.289 | 1.1601
0.06 | 2.5 | 1446.069 | 1205.0575 | 1032.9065 | 903.7931 | 803.3717 | 723.0345 | 361.5173 | 241.0115 | 180.7586 | 144.6069 | 120.5058 | 103.2906 | 90.3793 | 80.3372 | 72.3035 | 36.1517 | 24.1012 | 18.0759 | 14.4607 | 12.0506 | 10.3291 | 9.0379 | 8.0337 | 7.2303 | 3.6152 | 2.4101 | 1.8076 | 1.4461 | 1.2051 | 1.0329 | 0.90379 | 0.80337 | 0.72303
0.06 | 2.75 | 747.9683 | 623.3069 | 534.2631 | 467.4802 | 415.5379 | 373.9841 | 186.9921 | 124.6614 | 93.496 | 74.7968 | 62.3307 | 53.4263 | 46.748 | 41.5538 | 37.3984 | 18.6992 | 12.4661 | 9.3496 | 7.4797 | 6.2331 | 5.3426 | 4.6748 | 4.1554 | 3.7398 | 1.8699 | 1.2466 | 0.93496 | 0.74797 | 0.62331 | 0.53426 | 0.46748 | 0.41554 | 0.37398
0.06 | 3 | 484.5745 | 403.8121 | 346.1247 | 302.8591 | 269.2081 | 242.2873 | 121.1436 | 80.7624 | 60.5718 | 48.4575 | 40.3812 | 34.6125 | 30.2859 | 26.9208 | 24.2287 | 12.1144 | 8.0762 | 6.0572 | 4.8457 | 4.0381 | 3.4612 | 3.0286 | 2.6921 | 2.4229 | 1.2114 | 0.80762 | 0.60572 | 0.48457 | 0.40381 | 0.34612 | 0.30286 | 0.26921 | 0.24229
0.06 | 3.25 | 387.9791 | 323.3159 | 277.1279 | 242.4869 | 215.544 | 193.9896 | 96.9948 | 64.6632 | 48.4974 | 38.7979 | 32.3316 | 27.7128 | 24.2487 | 21.5544 | 19.399 | 9.6995 | 6.4663 | 4.8497 | 3.8798 | 3.2332 | 2.7713 | 2.4249 | 2.1554 | 1.9399 | 0.96995 | 0.64663 | 0.48497 | 0.38798 | 0.32332 | 0.27713 | 0.24249 | 0.21554 | 0.19399
0.06 | 3.5 | 414.0234 | 345.0195 | 295.731 | 258.7646 | 230.013 | 207.0117 | 103.5058 | 69.0039 | 51.7529 | 41.4023 | 34.5019 | 29.5731 | 25.8765 | 23.0013 | 20.7012 | 10.3506 | 6.9004 | 5.1753 | 4.1402 | 3.4502 | 2.9573 | 2.5876 | 2.3001 | 2.0701 | 1.0351 | 0.69004 | 0.51753 | 0.41402 | 0.34502 | 0.29573 | 0.25876 | 0.23001 | 0.20701
0.06 | 3.75 | 439.2763 | 366.0636 | 313.7688 | 274.5477 | 244.0424 | 219.6382 | 109.8191 | 73.2127 | 54.9095 | 43.9276 | 36.6064 | 31.3769 | 27.4548 | 24.4042 | 21.9638 | 10.9819 | 7.3213 | 5.491 | 4.3928 | 3.6606 | 3.1377 | 2.7455 | 2.4404 | 2.1964 | 1.0982 | 0.73213 | 0.5491 | 0.43928 | 0.36606 | 0.31377 | 0.27455 | 0.24404 | 0.21964
0.06 | 4 | 423.1793 | 352.6494 | 302.2709 | 264.4871 | 235.0996 | 211.5896 | 105.7948 | 70.5299 | 52.8974 | 42.3179 | 35.2649 | 30.2271 | 26.4487 | 23.51 | 21.159 | 10.5795 | 7.053 | 5.2897 | 4.2318 | 3.5265 | 3.0227 | 2.6449 | 2.351 | 2.1159 | 1.0579 | 0.7053 | 0.52897 | 0.42318 | 0.35265 | 0.30227 | 0.26449 | 0.2351 | 0.21159
0.06 | 4.25 | 445.6093 | 371.3411 | 318.2923 | 278.5058 | 247.5607 | 222.8046 | 111.4023 | 74.2682 | 55.7012 | 44.5609 | 37.1341 | 31.8292 | 27.8506 | 24.7561 | 22.2805 | 11.1402 | 7.4268 | 5.5701 | 4.4561 | 3.7134 | 3.1829 | 2.7851 | 2.4756 | 2.228 | 1.114 | 0.74268 | 0.55701 | 0.44561 | 0.37134 | 0.31829 | 0.27851 | 0.24756 | 0.2228
0.06 | 4.5 | 527.2696 | 439.3913 | 376.6211 | 329.5435 | 292.9275 | 263.6348 | 131.8174 | 87.8783 | 65.9087 | 52.727 | 43.9391 | 37.6621 | 32.9543 | 29.2928 | 26.3635 | 13.1817 | 8.7878 | 6.5909 | 5.2727 | 4.3939 | 3.7662 | 3.2954 | 2.9293 | 2.6363 | 1.3182 | 0.87878 | 0.65909 | 0.52727 | 0.43939 | 0.37662 | 0.32954 | 0.29293 | 0.26363
0.06 | 4.75 | 456.422 | 380.3516 | 326.0157 | 285.2637 | 253.5678 | 228.211 | 114.1055 | 76.0703 | 57.0527 | 45.6422 | 38.0352 | 32.6016 | 28.5264 | 25.3568 | 22.8211 | 11.4105 | 7.607 | 5.7053 | 4.5642 | 3.8035 | 3.2602 | 2.8526 | 2.5357 | 2.2821 | 1.1411 | 0.7607 | 0.57053 | 0.45642 | 0.38035 | 0.32602 | 0.28526 | 0.25357 | 0.22821
0.06 | 5 | 302.483 | 252.0692 | 216.0593 | 189.0519 | 168.0461 | 151.2415 | 75.6208 | 50.4138 | 37.8104 | 30.2483 | 25.2069 | 21.6059 | 18.9052 | 16.8046 | 15.1242 | 7.5621 | 5.0414 | 3.781 | 3.0248 | 2.5207 | 2.1606 | 1.8905 | 1.6805 | 1.5124 | 0.75621 | 0.50414 | 0.3781 | 0.30248 | 0.25207 | 0.21606 | 0.18905 | 0.16805 | 0.15124
0.06 | 5.5 | 250.9201 | 209.1001 | 179.2286 | 156.825 | 139.4 | 125.46 | 62.73 | 41.82 | 31.365 | 25.092 | 20.91 | 17.9229 | 15.6825 | 13.94 | 12.546 | 6.273 | 4.182 | 3.1365 | 2.5092 | 2.091 | 1.7923 | 1.5683 | 1.394 | 1.2546 | 0.6273 | 0.4182 | 0.31365 | 0.25092 | 0.2091 | 0.17923 | 0.15683 | 0.1394 | 0.12546
0.06 | 6 | 201.2253 | 167.6878 | 143.7324 | 125.7658 | 111.7919 | 100.6127 | 50.3063 | 33.5376 | 25.1532 | 20.1225 | 16.7688 | 14.3732 | 12.5766 | 11.1792 | 10.0613 | 5.0306 | 3.3538 | 2.5153 | 2.0123 | 1.6769 | 1.4373 | 1.2577 | 1.1179 | 1.0061 | 0.50306 | 0.33538 | 0.25153 | 0.20123 | 0.16769 | 0.14373 | 0.12577 | 0.11179 | 0.10061
0.06 | 6.5 | 218.311 | 181.9259 | 155.9365 | 136.4444 | 121.2839 | 109.1555 | 54.5778 | 36.3852 | 27.2889 | 21.8311 | 18.1926 | 15.5936 | 13.6444 | 12.1284 | 10.9156 | 5.4578 | 3.6385 | 2.7289 | 2.1831 | 1.8193 | 1.5594 | 1.3644 | 1.2128 | 1.0916 | 0.54578 | 0.36385 | 0.27289 | 0.21831 | 0.18193 | 0.15594 | 0.13644 | 0.12128 | 0.10916
0.06 | 7 | 202.3952 | 168.6627 | 144.568 | 126.497 | 112.4418 | 101.1976 | 50.5988 | 33.7325 | 25.2994 | 20.2395 | 16.8663 | 14.4568 | 12.6497 | 11.2442 | 10.1198 | 5.0599 | 3.3733 | 2.5299 | 2.024 | 1.6866 | 1.4457 | 1.265 | 1.1244 | 1.012 | 0.50599 | 0.33733 | 0.25299 | 0.2024 | 0.16866 | 0.14457 | 0.1265 | 0.11244 | 0.1012
0.06 | 7.5 | 135.9745 | 113.3121 | 97.1246 | 84.9841 | 75.5414 | 67.9872 | 33.9936 | 22.6624 | 16.9968 | 13.5974 | 11.3312 | 9.7125 | 8.4984 | 7.5541 | 6.7987 | 3.3994 | 2.2662 | 1.6997 | 1.3597 | 1.1331 | 0.97125 | 0.84984 | 0.75541 | 0.67987 | 0.33994 | 0.22662 | 0.16997 | 0.13597 | 0.11331 | 0.097125 | 0.084984 | 0.075541 | 0.067987
0.06 | 8 | 100.6538 | 83.8782 | 71.8956 | 62.9086 | 55.9188 | 50.3269 | 25.1635 | 16.7756 | 12.5817 | 10.0654 | 8.3878 | 7.1896 | 6.2909 | 5.5919 | 5.0327 | 2.5163 | 1.6776 | 1.2582 | 1.0065 | 0.83878 | 0.71896 | 0.62909 | 0.55919 | 0.50327 | 0.25163 | 0.16776 | 0.12582 | 0.10065 | 0.083878 | 0.071896 | 0.062909 | 0.055919 | 0.050327
0.06 | 8.5 | 98.0904 | 81.742 | 70.0645 | 61.3065 | 54.4946 | 49.0452 | 24.5226 | 16.3484 | 12.2613 | 9.809 | 8.1742 | 7.0065 | 6.1306 | 5.4495 | 4.9045 | 2.4523 | 1.6348 | 1.2261 | 0.9809 | 0.81742 | 0.70065 | 0.61306 | 0.54495 | 0.49045 | 0.24523 | 0.16348 | 0.12261 | 0.09809 | 0.081742 | 0.070065 | 0.061306 | 0.054495 | 0.049045
0.06 | 9 | 88.394 | 73.6617 | 63.1386 | 55.2463 | 49.1078 | 44.197 | 22.0985 | 14.7323 | 11.0493 | 8.8394 | 7.3662 | 6.3139 | 5.5246 | 4.9108 | 4.4197 | 2.2099 | 1.4732 | 1.1049 | 0.88394 | 0.73662 | 0.63139 | 0.55246 | 0.49108 | 0.44197 | 0.22099 | 0.14732 | 0.11049 | 0.088394 | 0.073662 | 0.063139 | 0.055246 | 0.049108 | 0.044197
0.06 | 9.5 | 78.9459 | 65.7882 | 56.3899 | 49.3412 | 43.8588 | 39.4729 | 19.7365 | 13.1576 | 9.8682 | 7.8946 | 6.5788 | 5.639 | 4.9341 | 4.3859 | 3.9473 | 1.9736 | 1.3158 | 0.98682 | 0.78946 | 0.65788 | 0.5639 | 0.49341 | 0.43859 | 0.39473 | 0.19736 | 0.13158 | 0.098682 | 0.078946 | 0.065788 | 0.05639 | 0.049341 | 0.043859 | 0.039473
0.06 | 10 | 74.1342 | 61.7785 | 52.953 | 46.3339 | 41.1857 | 37.0671 | 18.5336 | 12.3557 | 9.2668 | 7.4134 | 6.1779 | 5.2953 | 4.6334 | 4.1186 | 3.7067 | 1.8534 | 1.2356 | 0.92668 | 0.74134 | 0.61779 | 0.52953 | 0.46334 | 0.41186 | 0.37067 | 0.18534 | 0.12356 | 0.092668 | 0.074134 | 0.061779 | 0.052953 | 0.046334 | 0.041186 | 0.037067
0.06 | 12 | 58.7227 | 48.9356 | 41.9448 | 36.7017 | 32.6237 | 29.3614 | 14.6807 | 9.7871 | 7.3403 | 5.8723 | 4.8936 | 4.1945 | 3.6702 | 3.2624 | 2.9361 | 1.4681 | 0.97871 | 0.73403 | 0.58723 | 0.48936 | 0.41945 | 0.36702 | 0.32624 | 0.29361 | 0.14681 | 0.097871 | 0.073403 | 0.058723 | 0.048936 | 0.041945 | 0.036702 | 0.032624 | 0.029361
0.06 | 14 | 45.493 | 37.9108 | 32.495 | 28.4331 | 25.2739 | 22.7465 | 11.3733 | 7.5822 | 5.6866 | 4.5493 | 3.7911 | 3.2495 | 2.8433 | 2.5274 | 2.2747 | 1.1373 | 0.75822 | 0.56866 | 0.45493 | 0.37911 | 0.32495 | 0.28433 | 0.25274 | 0.22747 | 0.11373 | 0.075822 | 0.056866 | 0.045493 | 0.037911 | 0.032495 | 0.028433 | 0.025274 | 0.022747
0.06 | 16 | 28.9926 | 24.1605 | 20.709 | 18.1204 | 16.107 | 14.4963 | 7.2482 | 4.8321 | 3.6241 | 2.8993 | 2.4161 | 2.0709 | 1.812 | 1.6107 | 1.4496 | 0.72482 | 0.48321 | 0.36241 | 0.28993 | 0.24161 | 0.20709 | 0.1812 | 0.16107 | 0.14496 | 0.072482 | 0.048321 | 0.036241 | 0.028993 | 0.024161 | 0.020709 | 0.01812 | 0.016107 | 0.014496
0.06 | 18 | 24.6379 | 20.5316 | 17.5985 | 15.3987 | 13.6877 | 12.319 | 6.1595 | 4.1063 | 3.0797 | 2.4638 | 2.0532 | 1.7599 | 1.5399 | 1.3688 | 1.2319 | 0.61595 | 0.41063 | 0.30797 | 0.24638 | 0.20532 | 0.17599 | 0.15399 | 0.13688 | 0.12319 | 0.061595 | 0.041063 | 0.030797 | 0.024638 | 0.020532 | 0.017599 | 0.015399 | 0.013688 | 0.012319
0.06 | 20 | 20.6264 | 17.1887 | 14.7332 | 12.8915 | 11.4591 | 10.3132 | 5.1566 | 3.4377 | 2.5783 | 2.0626 | 1.7189 | 1.4733 | 1.2892 | 1.1459 | 1.0313 | 0.51566 | 0.34377 | 0.25783 | 0.20626 | 0.17189 | 0.14733 | 0.12892 | 0.11459 | 0.10313 | 0.051566 | 0.034377 | 0.025783 | 0.020626 | 0.017189 | 0.014733 | 0.012892 | 0.011459 | 0.010313
0.06 | 25 | 11.982 | 9.985 | 8.5586 | 7.4888 | 6.6567 | 5.991 | 2.9955 | 1.997 | 1.4978 | 1.1982 | 0.9985 | 0.85586 | 0.74888 | 0.66567 | 0.5991 | 0.29955 | 0.1997 | 0.14978 | 0.11982 | 0.09985 | 0.085586 | 0.074888 | 0.066567 | 0.05991 | 0.029955 | 0.01997 | 0.014978 | 0.011982 | 0.009985 | 0.0085586 | 0.0074888 | 0.0066567 | 0.005991
0.06 | 30 | 7.9205 | 6.6004 | 5.6575 | 4.9503 | 4.4003 | 3.9603 | 1.9801 | 1.3201 | 0.99007 | 0.79205 | 0.66004 | 0.56575 | 0.49503 | 0.44003 | 0.39603 | 0.19801 | 0.13201 | 0.099007 | 0.079205 | 0.066004 | 0.056575 | 0.049503 | 0.044003 | 0.039603 | 0.019801 | 0.013201 | 0.0099007 | 0.0079205 | 0.0066004 | 0.0056575 | 0.0049503 | 0.0044003 | 0.0039603
0.06 | 35 | 5.6674 | 4.7229 | 4.0482 | 3.5421 | 3.1486 | 2.8337 | 1.4169 | 0.94457 | 0.70843 | 0.56674 | 0.47229 | 0.40482 | 0.35421 | 0.31486 | 0.28337 | 0.14169 | 0.094457 | 0.070843 | 0.056674 | 0.047229 | 0.040482 | 0.035421 | 0.031486 | 0.028337 | 0.014169 | 0.0094457 | 0.0070843 | 0.0056674 | 0.0047229 | 0.0040482 | 0.0035421 | 0.0031486 | 0.0028337
0.06 | 40 | 4.2916 | 3.5763 | 3.0654 | 2.6822 | 2.3842 | 2.1458 | 1.0729 | 0.71526 | 0.53645 | 0.42916 | 0.35763 | 0.30654 | 0.26822 | 0.23842 | 0.21458 | 0.10729 | 0.071526 | 0.053645 | 0.042916 | 0.035763 | 0.030654 | 0.026822 | 0.023842 | 0.021458 | 0.010729 | 0.0071526 | 0.0053645 | 0.0042916 | 0.0035763 | 0.0030654 | 0.0026822 | 0.0023842 | 0.0021458
0.06 | 45 | 3.3362 | 2.7801 | 2.383 | 2.0851 | 1.8534 | 1.6681 | 0.83404 | 0.55603 | 0.41702 | 0.33362 | 0.27801 | 0.2383 | 0.20851 | 0.18534 | 0.16681 | 0.083404 | 0.055603 | 0.041702 | 0.033362 | 0.027801 | 0.02383 | 0.020851 | 0.018534 | 0.016681 | 0.0083404 | 0.0055603 | 0.0041702 | 0.0033362 | 0.0027801 | 0.002383 | 0.0020851 | 0.0018534 | 0.0016681
0.06 | 50 | 2.6606 | 2.2172 | 1.9004 | 1.6629 | 1.4781 | 1.3303 | 0.66515 | 0.44343 | 0.33257 | 0.26606 | 0.22172 | 0.19004 | 0.16629 | 0.14781 | 0.13303 | 0.066515 | 0.044343 | 0.033257 | 0.026606 | 0.022172 | 0.019004 | 0.016629 | 0.014781 | 0.013303 | 0.0066515 | 0.0044343 | 0.0033257 | 0.0026606 | 0.0022172 | 0.0019004 | 0.0016629 | 0.0014781 | 0.0013303
0.06 | 55 | 2.1991 | 1.8326 | 1.5708 | 1.3744 | 1.2217 | 1.0995 | 0.54977 | 0.36651 | 0.27489 | 0.21991 | 0.18326 | 0.15708 | 0.13744 | 0.12217 | 0.10995 | 0.054977 | 0.036651 | 0.027489 | 0.021991 | 0.018326 | 0.015708 | 0.013744 | 0.012217 | 0.010995 | 0.0054977 | 0.0036651 | 0.0027489 | 0.0021991 | 0.0018326 | 0.0015708 | 0.0013744 | 0.0012217 | 0.0010995
0.06 | 60 | 1.8305 | 1.5254 | 1.3075 | 1.144 | 1.0169 | 0.91523 | 0.45762 | 0.30508 | 0.22881 | 0.18305 | 0.15254 | 0.13075 | 0.1144 | 0.10169 | 0.091523 | 0.045762 | 0.030508 | 0.022881 | 0.018305 | 0.015254 | 0.013075 | 0.01144 | 0.010169 | 0.0091523 | 0.0045762 | 0.0030508 | 0.0022881 | 0.0018305 | 0.0015254 | 0.0013075 | 0.001144 | 0.0010169 | 0.00091523
0.06 | 65 | 1.536 | 1.28 | 1.0971 | 0.95997 | 0.85331 | 0.76798 | 0.38399 | 0.25599 | 0.19199 | 0.1536 | 0.128 | 0.10971 | 0.095997 | 0.085331 | 0.076798 | 0.038399 | 0.025599 | 0.019199 | 0.01536 | 0.0128 | 0.010971 | 0.0095997 | 0.0085331 | 0.0076798 | 0.0038399 | 0.0025599 | 0.0019199 | 0.001536 | 0.00128 | 0.0010971 | 0.00095997 | 0.00085331 | 0.00076798
0.06 | 70 | 1.3369 | 1.1141 | 0.95494 | 0.83557 | 0.74273 | 0.66846 | 0.33423 | 0.22282 | 0.16711 | 0.13369 | 0.11141 | 0.095494 | 0.083557 | 0.074273 | 0.066846 | 0.033423 | 0.022282 | 0.016711 | 0.013369 | 0.011141 | 0.0095494 | 0.0083557 | 0.0074273 | 0.0066846 | 0.0033423 | 0.0022282 | 0.0016711 | 0.0013369 | 0.0011141 | 0.00095494 | 0.00083557 | 0.00074273 | 0.00066846
0.06 | 75 | 1.1585 | 0.96544 | 0.82752 | 0.72408 | 0.64362 | 0.57926 | 0.28963 | 0.19309 | 0.14482 | 0.11585 | 0.096544 | 0.082752 | 0.072408 | 0.064362 | 0.057926 | 0.028963 | 0.019309 | 0.014482 | 0.011585 | 0.0096544 | 0.0082752 | 0.0072408 | 0.0064362 | 0.0057926 | 0.0028963 | 0.0019309 | 0.0014482 | 0.0011585 | 0.00096544 | 0.00082752 | 0.00072408 | 0.00064362 | 0.00057926
0.06 | 80 | 1.0243 | 0.85357 | 0.73163 | 0.64018 | 0.56904 | 0.51214 | 0.25607 | 0.17071 | 0.12804 | 0.10243 | 0.085357 | 0.073163 | 0.064018 | 0.056904 | 0.051214 | 0.025607 | 0.017071 | 0.012804 | 0.010243 | 0.0085357 | 0.0073163 | 0.0064018 | 0.0056904 | 0.0051214 | 0.0025607 | 0.0017071 | 0.0012804 | 0.0010243 | 0.00085357 | 0.00073163 | 0.00064018 | 0.00056904 | 0.00051214
0.06 | 85 | 0.91361 | 0.76134 | 0.65258 | 0.57101 | 0.50756 | 0.45681 | 0.2284 | 0.15227 | 0.1142 | 0.091361 | 0.076134 | 0.065258 | 0.057101 | 0.050756 | 0.045681 | 0.02284 | 0.015227 | 0.01142 | 0.0091361 | 0.0076134 | 0.0065258 | 0.0057101 | 0.0050756 | 0.0045681 | 0.002284 | 0.0015227 | 0.001142 | 0.00091361 | 0.00076134 | 0.00065258 | 0.00057101 | 0.00050756 | 0.00045681
0.06 | 90 | 0.81357 | 0.67798 | 0.58112 | 0.50848 | 0.45198 | 0.40679 | 0.20339 | 0.1356 | 0.1017 | 0.081357 | 0.067798 | 0.058112 | 0.050848 | 0.045198 | 0.040679 | 0.020339 | 0.01356 | 0.01017 | 0.0081357 | 0.0067798 | 0.0058112 | 0.0050848 | 0.0045198 | 0.0040679 | 0.0020339 | 0.001356 | 0.001017 | 0.00081357 | 0.00067798 | 0.00058112 | 0.00050848 | 0.00045198 | 0.00040679
0.06 | 95 | 0.73613 | 0.61344 | 0.52581 | 0.46008 | 0.40896 | 0.36807 | 0.18403 | 0.12269 | 0.092016 | 0.073613 | 0.061344 | 0.052581 | 0.046008 | 0.040896 | 0.036807 | 0.018403 | 0.012269 | 0.0092016 | 0.0073613 | 0.0061344 | 0.0052581 | 0.0046008 | 0.0040896 | 0.0036807 | 0.0018403 | 0.0012269 | 0.00092016 | 0.00073613 | 0.00061344 | 0.00052581 | 0.00046008 | 0.00040896 | 0.00036807
0.06 | 100 | 0.66688 | 0.55573 | 0.47634 | 0.4168 | 0.37049 | 0.33344 | 0.16672 | 0.11115 | 0.08336 | 0.066688 | 0.055573 | 0.047634 | 0.04168 | 0.037049 | 0.033344 | 0.016672 | 0.011115 | 0.008336 | 0.0066688 | 0.0055573 | 0.0047634 | 0.004168 | 0.0037049 | 0.0033344 | 0.0016672 | 0.0011115 | 0.0008336 | 0.00066688 | 0.00055573 | 0.00047634 | 0.0004168 | 0.00037049 | 0.00033344
0.065 | 0.1 | 3987.9502 | 3323.2918 | 2848.5358 | 2492.4689 | 2215.5279 | 1993.9751 | 996.9875 | 664.6584 | 498.4938 | 398.795 | 332.3292 | 284.8536 | 249.2469 | 221.5528 | 199.3975 | 99.6988 | 66.4658 | 49.8494 | 39.8795 | 33.2329 | 28.4854 | 24.9247 | 22.1553 | 19.9398 | 9.9699 | 6.6466 | 4.9849 | 3.988 | 3.3233 | 2.8485 | 2.4925 | 2.2155 | 1.994
0.065 | 0.2 | 1749.7245 | 1458.1037 | 1249.8032 | 1093.5778 | 972.0691 | 874.8622 | 437.4311 | 291.6207 | 218.7156 | 174.9724 | 145.8104 | 124.9803 | 109.3578 | 97.2069 | 87.4862 | 43.7431 | 29.1621 | 21.8716 | 17.4972 | 14.581 | 12.498 | 10.9358 | 9.7207 | 8.7486 | 4.3743 | 2.9162 | 2.1872 | 1.7497 | 1.4581 | 1.2498 | 1.0936 | 0.97207 | 0.87486
0.065 | 0.3 | 827.9375 | 689.9479 | 591.3839 | 517.4609 | 459.9653 | 413.9687 | 206.9844 | 137.9896 | 103.4922 | 82.7937 | 68.9948 | 59.1384 | 51.7461 | 45.9965 | 41.3969 | 20.6984 | 13.799 | 10.3492 | 8.2794 | 6.8995 | 5.9138 | 5.1746 | 4.5997 | 4.1397 | 2.0698 | 1.3799 | 1.0349 | 0.82794 | 0.68995 | 0.59138 | 0.51746 | 0.45997 | 0.41397
0.065 | 0.4 | 565.6014 | 471.3345 | 404.001 | 353.5009 | 314.223 | 282.8007 | 141.4003 | 94.2669 | 70.7002 | 56.5601 | 47.1334 | 40.4001 | 35.3501 | 31.4223 | 28.2801 | 14.14 | 9.4267 | 7.07 | 5.656 | 4.7133 | 4.04 | 3.535 | 3.1422 | 2.828 | 1.414 | 0.94267 | 0.707 | 0.5656 | 0.47133 | 0.404 | 0.3535 | 0.31422 | 0.2828
0.065 | 0.5 | 367.8765 | 306.5637 | 262.7689 | 229.9228 | 204.3758 | 183.9382 | 91.9691 | 61.3127 | 45.9846 | 36.7876 | 30.6564 | 26.2769 | 22.9923 | 20.4376 | 18.3938 | 9.1969 | 6.1313 | 4.5985 | 3.6788 | 3.0656 | 2.6277 | 2.2992 | 2.0438 | 1.8394 | 0.91969 | 0.61313 | 0.45985 | 0.36788 | 0.30656 | 0.26277 | 0.22992 | 0.20438 | 0.18394
0.065 | 0.6 | 378.9034 | 315.7528 | 270.6453 | 236.8146 | 210.5019 | 189.4517 | 94.7258 | 63.1506 | 47.3629 | 37.8903 | 31.5753 | 27.0645 | 23.6815 | 21.0502 | 18.9452 | 9.4726 | 6.3151 | 4.7363 | 3.789 | 3.1575 | 2.7065 | 2.3681 | 2.105 | 1.8945 | 0.94726 | 0.63151 | 0.47363 | 0.3789 | 0.31575 | 0.27065 | 0.23681 | 0.2105 | 0.18945
0.065 | 0.7 | 392.0875 | 326.7396 | 280.0625 | 245.0547 | 217.8264 | 196.0437 | 98.0219 | 65.3479 | 49.0109 | 39.2087 | 32.674 | 28.0062 | 24.5055 | 21.7826 | 19.6044 | 9.8022 | 6.5348 | 4.9011 | 3.9209 | 3.2674 | 2.8006 | 2.4505 | 2.1783 | 1.9604 | 0.98022 | 0.65348 | 0.49011 | 0.39209 | 0.32674 | 0.28006 | 0.24505 | 0.21783 | 0.19604
0.065 | 0.8 | 399.1998 | 332.6665 | 285.1427 | 249.4999 | 221.7777 | 199.5999 | 99.7999 | 66.5333 | 49.9 | 39.92 | 33.2666 | 28.5143 | 24.95 | 22.1778 | 19.96 | 9.98 | 6.6533 | 4.99 | 3.992 | 3.3267 | 2.8514 | 2.495 | 2.2178 | 1.996 | 0.998 | 0.66533 | 0.499 | 0.3992 | 0.33267 | 0.28514 | 0.2495 | 0.22178 | 0.1996
0.065 | 0.9 | 420.4555 | 350.3796 | 300.3254 | 262.7847 | 233.5864 | 210.2278 | 105.1139 | 70.0759 | 52.5569 | 42.0456 | 35.038 | 30.0325 | 26.2785 | 23.3586 | 21.0228 | 10.5114 | 7.0076 | 5.2557 | 4.2046 | 3.5038 | 3.0033 | 2.6278 | 2.3359 | 2.1023 | 1.0511 | 0.70076 | 0.52557 | 0.42046 | 0.35038 | 0.30033 | 0.26278 | 0.23359 | 0.21023
0.065 | 1 | 448.3514 | 373.6262 | 320.251 | 280.2196 | 249.0841 | 224.1757 | 112.0878 | 74.7252 | 56.0439 | 44.8351 | 37.3626 | 32.0251 | 28.022 | 24.9084 | 22.4176 | 11.2088 | 7.4725 | 5.6044 | 4.4835 | 3.7363 | 3.2025 | 2.8022 | 2.4908 | 2.2418 | 1.1209 | 0.74725 | 0.56044 | 0.44835 | 0.37363 | 0.32025 | 0.28022 | 0.24908 | 0.22418
0.065 | 1.25 | 533.8755 | 444.8962 | 381.3396 | 333.6722 | 296.5975 | 266.9377 | 133.4689 | 88.9792 | 66.7344 | 53.3875 | 44.4896 | 38.134 | 33.3672 | 29.6597 | 26.6938 | 13.3469 | 8.8979 | 6.6734 | 5.3388 | 4.449 | 3.8134 | 3.3367 | 2.966 | 2.6694 | 1.3347 | 0.88979 | 0.66734 | 0.53388 | 0.4449 | 0.38134 | 0.33367 | 0.2966 | 0.26694
0.065 | 1.5 | 749.4134 | 624.5111 | 535.2953 | 468.3834 | 416.3408 | 374.7067 | 187.3533 | 124.9022 | 93.6767 | 74.9413 | 62.4511 | 53.5295 | 46.8383 | 41.6341 | 37.4707 | 18.7353 | 12.4902 | 9.3677 | 7.4941 | 6.2451 | 5.353 | 4.6838 | 4.1634 | 3.7471 | 1.8735 | 1.249 | 0.93677 | 0.74941 | 0.62451 | 0.5353 | 0.46838 | 0.41634 | 0.37471
0.065 | 1.75 | 1548.2933 | 1290.2444 | 1105.9238 | 967.6833 | 860.1629 | 774.1466 | 387.0733 | 258.0489 | 193.5367 | 154.8293 | 129.0244 | 110.5924 | 96.7683 | 86.0163 | 77.4147 | 38.7073 | 25.8049 | 19.3537 | 15.4829 | 12.9024 | 11.0592 | 9.6768 | 8.6016 | 7.7415 | 3.8707 | 2.5805 | 1.9354 | 1.5483 | 1.2902 | 1.1059 | 0.96768 | 0.86016 | 0.77415
0.065 | 2 | 2047.0548 | 1705.879 | 1462.182 | 1279.4092 | 1137.2527 | 1023.5274 | 511.7637 | 341.1758 | 255.8818 | 204.7055 | 170.5879 | 146.2182 | 127.9409 | 113.7253 | 102.3527 | 51.1764 | 34.1176 | 25.5882 | 20.4705 | 17.0588 | 14.6218 | 12.7941 | 11.3725 | 10.2353 | 5.1176 | 3.4118 | 2.5588 | 2.0471 | 1.7059 | 1.4622 | 1.2794 | 1.1373 | 1.0235
0.065 | 2.25 | 2160.8924 | 1800.7437 | 1543.4946 | 1350.5578 | 1200.4958 | 1080.4462 | 540.2231 | 360.1487 | 270.1116 | 216.0892 | 180.0744 | 154.3495 | 135.0558 | 120.0496 | 108.0446 | 54.0223 | 36.0149 | 27.0112 | 21.6089 | 18.0074 | 15.4349 | 13.5056 | 12.005 | 10.8045 | 5.4022 | 3.6015 | 2.7011 | 2.1609 | 1.8007 | 1.5435 | 1.3506 | 1.2005 | 1.0804
0.065 | 2.5 | 1388.6186 | 1157.1822 | 991.8704 | 867.8866 | 771.4548 | 694.3093 | 347.1547 | 231.4364 | 173.5773 | 138.8619 | 115.7182 | 99.187 | 86.7887 | 77.1455 | 69.4309 | 34.7155 | 23.1436 | 17.3577 | 13.8862 | 11.5718 | 9.9187 | 8.6789 | 7.7145 | 6.9431 | 3.4715 | 2.3144 | 1.7358 | 1.3886 | 1.1572 | 0.99187 | 0.86789 | 0.77145 | 0.69431
0.065 | 2.75 | 732.7529 | 610.6274 | 523.3949 | 457.9705 | 407.0849 | 366.3764 | 183.1882 | 122.1255 | 91.5941 | 73.2753 | 61.0627 | 52.3395 | 45.7971 | 40.7085 | 36.6376 | 18.3188 | 12.2125 | 9.1594 | 7.3275 | 6.1063 | 5.2339 | 4.5797 | 4.0708 | 3.6638 | 1.8319 | 1.2213 | 0.91594 | 0.73275 | 0.61063 | 0.52339 | 0.45797 | 0.40708 | 0.36638
0.065 | 3 | 490.1616 | 408.468 | 350.1154 | 306.351 | 272.312 | 245.0808 | 122.5404 | 81.6936 | 61.2702 | 49.0162 | 40.8468 | 35.0115 | 30.6351 | 27.2312 | 24.5081 | 12.254 | 8.1694 | 6.127 | 4.9016 | 4.0847 | 3.5012 | 3.0635 | 2.7231 | 2.4508 | 1.2254 | 0.81694 | 0.6127 | 0.49016 | 0.40847 | 0.35012 | 0.30635 | 0.27231 | 0.24508
0.065 | 3.25 | 383.0086 | 319.1738 | 273.5776 | 239.3804 | 212.7826 | 191.5043 | 95.7522 | 63.8348 | 47.8761 | 38.3009 | 31.9174 | 27.3578 | 23.938 | 21.2783 | 19.1504 | 9.5752 | 6.3835 | 4.7876 | 3.8301 | 3.1917 | 2.7358 | 2.3938 | 2.1278 | 1.915 | 0.95752 | 0.63835 | 0.47876 | 0.38301 | 0.31917 | 0.27358 | 0.23938 | 0.21278 | 0.1915
0.065 | 3.5 | 400.0279 | 333.3566 | 285.7342 | 250.0175 | 222.2377 | 200.014 | 100.007 | 66.6713 | 50.0035 | 40.0028 | 33.3357 | 28.5734 | 25.0017 | 22.2238 | 20.0014 | 10.0007 | 6.6671 | 5.0003 | 4.0003 | 3.3336 | 2.8573 | 2.5002 | 2.2224 | 2.0001 | 1.0001 | 0.66671 | 0.50003 | 0.40003 | 0.33336 | 0.28573 | 0.25002 | 0.22224 | 0.20001
0.065 | 3.75 | 414.7517 | 345.6264 | 296.2512 | 259.2198 | 230.4176 | 207.3758 | 103.6879 | 69.1253 | 51.844 | 41.4752 | 34.5626 | 29.6251 | 25.922 | 23.0418 | 20.7376 | 10.3688 | 6.9125 | 5.1844 | 4.1475 | 3.4563 | 2.9625 | 2.5922 | 2.3042 | 2.0738 | 1.0369 | 0.69125 | 0.51844 | 0.41475 | 0.34563 | 0.29625 | 0.25922 | 0.23042 | 0.20738
0.065 | 4 | 398.0574 | 331.7145 | 284.3267 | 248.7859 | 221.143 | 199.0287 | 99.5144 | 66.3429 | 49.7572 | 39.8057 | 33.1715 | 28.4327 | 24.8786 | 22.1143 | 19.9029 | 9.9514 | 6.6343 | 4.9757 | 3.9806 | 3.3171 | 2.8433 | 2.4879 | 2.2114 | 1.9903 | 0.99514 | 0.66343 | 0.49757 | 0.39806 | 0.33171 | 0.28433 | 0.24879 | 0.22114 | 0.19903
0.065 | 4.25 | 431.661 | 359.7175 | 308.3293 | 269.7882 | 239.8117 | 215.8305 | 107.9153 | 71.9435 | 53.9576 | 43.1661 | 35.9718 | 30.8329 | 26.9788 | 23.9812 | 21.5831 | 10.7915 | 7.1944 | 5.3958 | 4.3166 | 3.5972 | 3.0833 | 2.6979 | 2.3981 | 2.1583 | 1.0792 | 0.71944 | 0.53958 | 0.43166 | 0.35972 | 0.30833 | 0.26979 | 0.23981 | 0.21583
0.065 | 4.5 | 497.043 | 414.2025 | 355.0307 | 310.6519 | 276.135 | 248.5215 | 124.2608 | 82.8405 | 62.1304 | 49.7043 | 41.4203 | 35.5031 | 31.0652 | 27.6135 | 24.8522 | 12.4261 | 8.2841 | 6.213 | 4.9704 | 4.142 | 3.5503 | 3.1065 | 2.7614 | 2.4852 | 1.2426 | 0.82841 | 0.6213 | 0.49704 | 0.4142 | 0.35503 | 0.31065 | 0.27614 | 0.24852
0.065 | 4.75 | 430.093 | 358.4109 | 307.2093 | 268.8081 | 238.9406 | 215.0465 | 107.5233 | 71.6822 | 53.7616 | 43.0093 | 35.8411 | 30.7209 | 26.8808 | 23.8941 | 21.5047 | 10.7523 | 7.1682 | 5.3762 | 4.3009 | 3.5841 | 3.0721 | 2.6881 | 2.3894 | 2.1505 | 1.0752 | 0.71682 | 0.53762 | 0.43009 | 0.35841 | 0.30721 | 0.26881 | 0.23894 | 0.21505
0.065 | 5 | 294.1035 | 245.0863 | 210.074 | 183.8147 | 163.3909 | 147.0518 | 73.5259 | 49.0173 | 36.7629 | 29.4104 | 24.5086 | 21.0074 | 18.3815 | 16.3391 | 14.7052 | 7.3526 | 4.9017 | 3.6763 | 2.941 | 2.4509 | 2.1007 | 1.8381 | 1.6339 | 1.4705 | 0.73526 | 0.49017 | 0.36763 | 0.2941 | 0.24509 | 0.21007 | 0.18381 | 0.16339 | 0.14705
0.065 | 5.5 | 235.051 | 195.8758 | 167.8936 | 146.9069 | 130.5839 | 117.5255 | 58.7627 | 39.1752 | 29.3814 | 23.5051 | 19.5876 | 16.7894 | 14.6907 | 13.0584 | 11.7525 | 5.8763 | 3.9175 | 2.9381 | 2.3505 | 1.9588 | 1.6789 | 1.4691 | 1.3058 | 1.1753 | 0.58763 | 0.39175 | 0.29381 | 0.23505 | 0.19588 | 0.16789 | 0.14691 | 0.13058 | 0.11753
0.065 | 6 | 193.8164 | 161.5137 | 138.4403 | 121.1353 | 107.6758 | 96.9082 | 48.4541 | 32.3027 | 24.2271 | 19.3816 | 16.1514 | 13.844 | 12.1135 | 10.7676 | 9.6908 | 4.8454 | 3.2303 | 2.4227 | 1.9382 | 1.6151 | 1.3844 | 1.2114 | 1.0768 | 0.96908 | 0.48454 | 0.32303 | 0.24227 | 0.19382 | 0.16151 | 0.13844 | 0.12114 | 0.10768 | 0.096908
0.065 | 6.5 | 206.0907 | 171.7423 | 147.2076 | 128.8067 | 114.4948 | 103.0454 | 51.5227 | 34.3485 | 25.7613 | 20.6091 | 17.1742 | 14.7208 | 12.8807 | 11.4495 | 10.3045 | 5.1523 | 3.4348 | 2.5761 | 2.0609 | 1.7174 | 1.4721 | 1.2881 | 1.1449 | 1.0305 | 0.51523 | 0.34348 | 0.25761 | 0.20609 | 0.17174 | 0.14721 | 0.12881 | 0.11449 | 0.10305
0.065 | 7 | 193.5477 | 161.2897 | 138.2483 | 120.9673 | 107.5265 | 96.7738 | 48.3869 | 32.2579 | 24.1935 | 19.3548 | 16.129 | 13.8248 | 12.0967 | 10.7526 | 9.6774 | 4.8387 | 3.2258 | 2.4193 | 1.9355 | 1.6129 | 1.3825 | 1.2097 | 1.0753 | 0.96774 | 0.48387 | 0.32258 | 0.24193 | 0.19355 | 0.16129 | 0.13825 | 0.12097 | 0.10753 | 0.096774
0.065 | 7.5 | 135.6647 | 113.054 | 96.9034 | 84.7905 | 75.3693 | 67.8324 | 33.9162 | 22.6108 | 16.9581 | 13.5665 | 11.3054 | 9.6903 | 8.479 | 7.5369 | 6.7832 | 3.3916 | 2.2611 | 1.6958 | 1.3566 | 1.1305 | 0.96903 | 0.8479 | 0.75369 | 0.67832 | 0.33916 | 0.22611 | 0.16958 | 0.13566 | 0.11305 | 0.096903 | 0.08479 | 0.075369 | 0.067832
0.065 | 8 | 99.8606 | 83.2171 | 71.329 | 62.4129 | 55.4781 | 49.9303 | 24.9651 | 16.6434 | 12.4826 | 9.9861 | 8.3217 | 7.1329 | 6.2413 | 5.5478 | 4.993 | 2.4965 | 1.6643 | 1.2483 | 0.99861 | 0.83217 | 0.71329 | 0.62413 | 0.55478 | 0.4993 | 0.24965 | 0.16643 | 0.12483 | 0.099861 | 0.083217 | 0.071329 | 0.062413 | 0.055478 | 0.04993
0.065 | 8.5 | 95.847 | 79.8725 | 68.4621 | 59.9044 | 53.2483 | 47.9235 | 23.9617 | 15.9745 | 11.9809 | 9.5847 | 7.9872 | 6.8462 | 5.9904 | 5.3248 | 4.7923 | 2.3962 | 1.5974 | 1.1981 | 0.95847 | 0.79872 | 0.68462 | 0.59904 | 0.53248 | 0.47923 | 0.23962 | 0.15974 | 0.11981 | 0.095847 | 0.079872 | 0.068462 | 0.059904 | 0.053248 | 0.047923
0.065 | 9 | 86.6203 | 72.1836 | 61.8717 | 54.1377 | 48.1224 | 43.3102 | 21.6551 | 14.4367 | 10.8275 | 8.662 | 7.2184 | 6.1872 | 5.4138 | 4.8122 | 4.331 | 2.1655 | 1.4437 | 1.0828 | 0.8662 | 0.72184 | 0.61872 | 0.54138 | 0.48122 | 0.4331 | 0.21655 | 0.14437 | 0.10828 | 0.08662 | 0.072184 | 0.061872 | 0.054138 | 0.048122 | 0.04331
0.065 | 9.5 | 77.4557 | 64.5465 | 55.3255 | 48.4098 | 43.031 | 38.7279 | 19.3639 | 12.9093 | 9.682 | 7.7456 | 6.4546 | 5.5326 | 4.841 | 4.3031 | 3.8728 | 1.9364 | 1.2909 | 0.9682 | 0.77456 | 0.64546 | 0.55326 | 0.4841 | 0.43031 | 0.38728 | 0.19364 | 0.12909 | 0.09682 | 0.077456 | 0.064546 | 0.055326 | 0.04841 | 0.043031 | 0.038728
0.065 | 10 | 73.2881 | 61.0734 | 52.3486 | 45.805 | 40.7156 | 36.644 | 18.322 | 12.2147 | 9.161 | 7.3288 | 6.1073 | 5.2349 | 4.5805 | 4.0716 | 3.6644 | 1.8322 | 1.2215 | 0.9161 | 0.73288 | 0.61073 | 0.52349 | 0.45805 | 0.40716 | 0.36644 | 0.18322 | 0.12215 | 0.09161 | 0.073288 | 0.061073 | 0.052349 | 0.045805 | 0.040716 | 0.036644
0.065 | 12 | 57.9826 | 48.3188 | 41.4161 | 36.2391 | 32.2126 | 28.9913 | 14.4957 | 9.6638 | 7.2478 | 5.7983 | 4.8319 | 4.1416 | 3.6239 | 3.2213 | 2.8991 | 1.4496 | 0.96638 | 0.72478 | 0.57983 | 0.48319 | 0.41416 | 0.36239 | 0.32213 | 0.28991 | 0.14496 | 0.096638 | 0.072478 | 0.057983 | 0.048319 | 0.041416 | 0.036239 | 0.032213 | 0.028991
0.065 | 14 | 43.7515 | 36.4596 | 31.2511 | 27.3447 | 24.3064 | 21.8757 | 10.9379 | 7.2919 | 5.4689 | 4.3751 | 3.646 | 3.1251 | 2.7345 | 2.4306 | 2.1876 | 1.0938 | 0.72919 | 0.54689 | 0.43751 | 0.3646 | 0.31251 | 0.27345 | 0.24306 | 0.21876 | 0.10938 | 0.072919 | 0.054689 | 0.043751 | 0.03646 | 0.031251 | 0.027345 | 0.024306 | 0.021876
0.065 | 16 | 28.2249 | 23.5207 | 20.1606 | 17.6406 | 15.6805 | 14.1124 | 7.0562 | 4.7041 | 3.5281 | 2.8225 | 2.3521 | 2.0161 | 1.7641 | 1.568 | 1.4112 | 0.70562 | 0.47041 | 0.35281 | 0.28225 | 0.23521 | 0.20161 | 0.17641 | 0.1568 | 0.14112 | 0.070562 | 0.047041 | 0.035281 | 0.028225 | 0.023521 | 0.020161 | 0.017641 | 0.01568 | 0.014112
0.065 | 18 | 23.6396 | 19.6997 | 16.8854 | 14.7748 | 13.1331 | 11.8198 | 5.9099 | 3.9399 | 2.955 | 2.364 | 1.97 | 1.6885 | 1.4775 | 1.3133 | 1.182 | 0.59099 | 0.39399 | 0.2955 | 0.2364 | 0.197 | 0.16885 | 0.14775 | 0.13133 | 0.1182 | 0.059099 | 0.039399 | 0.02955 | 0.02364 | 0.0197 | 0.016885 | 0.014775 | 0.013133 | 0.01182
0.065 | 20 | 19.7519 | 16.4599 | 14.1085 | 12.3449 | 10.9733 | 9.876 | 4.938 | 3.292 | 2.469 | 1.9752 | 1.646 | 1.4109 | 1.2345 | 1.0973 | 0.9876 | 0.4938 | 0.3292 | 0.2469 | 0.19752 | 0.1646 | 0.14109 | 0.12345 | 0.10973 | 0.09876 | 0.04938 | 0.03292 | 0.02469 | 0.019752 | 0.01646 | 0.014109 | 0.012345 | 0.010973 | 0.009876
0.065 | 25 | 11.5776 | 9.648 | 8.2697 | 7.236 | 6.432 | 5.7888 | 2.8944 | 1.9296 | 1.4472 | 1.1578 | 0.9648 | 0.82697 | 0.7236 | 0.6432 | 0.57888 | 0.28944 | 0.19296 | 0.14472 | 0.11578 | 0.09648 | 0.082697 | 0.07236 | 0.06432 | 0.057888 | 0.028944 | 0.019296 | 0.014472 | 0.011578 | 0.009648 | 0.0082697 | 0.007236 | 0.006432 | 0.0057888
0.065 | 30 | 7.713 | 6.4275 | 5.5093 | 4.8207 | 4.285 | 3.8565 | 1.9283 | 1.2855 | 0.96413 | 0.7713 | 0.64275 | 0.55093 | 0.48207 | 0.4285 | 0.38565 | 0.19283 | 0.12855 | 0.096413 | 0.07713 | 0.064275 | 0.055093 | 0.048207 | 0.04285 | 0.038565 | 0.019283 | 0.012855 | 0.0096413 | 0.007713 | 0.0064275 | 0.0055093 | 0.0048207 | 0.004285 | 0.0038565
0.065 | 35 | 5.4981 | 4.5817 | 3.9272 | 3.4363 | 3.0545 | 2.749 | 1.3745 | 0.91634 | 0.68726 | 0.54981 | 0.45817 | 0.39272 | 0.34363 | 0.30545 | 0.2749 | 0.13745 | 0.091634 | 0.068726 | 0.054981 | 0.045817 | 0.039272 | 0.034363 | 0.030545 | 0.02749 | 0.013745 | 0.0091634 | 0.0068726 | 0.0054981 | 0.0045817 | 0.0039272 | 0.0034363 | 0.0030545 | 0.002749
0.065 | 40 | 4.1705 | 3.4754 | 2.979 | 2.6066 | 2.317 | 2.0853 | 1.0426 | 0.69509 | 0.52132 | 0.41705 | 0.34754 | 0.2979 | 0.26066 | 0.2317 | 0.20853 | 0.10426 | 0.069509 | 0.052132 | 0.041705 | 0.034754 | 0.02979 | 0.026066 | 0.02317 | 0.020853 | 0.010426 | 0.0069509 | 0.0052132 | 0.0041705 | 0.0034754 | 0.002979 | 0.0026066 | 0.002317 | 0.0020853
0.065 | 45 | 3.2547 | 2.7123 | 2.3248 | 2.0342 | 1.8082 | 1.6274 | 0.81368 | 0.54245 | 0.40684 | 0.32547 | 0.27123 | 0.23248 | 0.20342 | 0.18082 | 0.16274 | 0.081368 | 0.054245 | 0.040684 | 0.032547 | 0.027123 | 0.023248 | 0.020342 | 0.018082 | 0.016274 | 0.0081368 | 0.0054245 | 0.0040684 | 0.0032547 | 0.0027123 | 0.0023248 | 0.0020342 | 0.0018082 | 0.0016274
0.065 | 50 | 2.5981 | 2.1651 | 1.8558 | 1.6238 | 1.4434 | 1.2991 | 0.64953 | 0.43302 | 0.32476 | 0.25981 | 0.21651 | 0.18558 | 0.16238 | 0.14434 | 0.12991 | 0.064953 | 0.043302 | 0.032476 | 0.025981 | 0.021651 | 0.018558 | 0.016238 | 0.014434 | 0.012991 | 0.0064953 | 0.0043302 | 0.0032476 | 0.0025981 | 0.0021651 | 0.0018558 | 0.0016238 | 0.0014434 | 0.0012991
0.065 | 55 | 2.1441 | 1.7867 | 1.5315 | 1.34 | 1.1911 | 1.072 | 0.53602 | 0.35734 | 0.26801 | 0.21441 | 0.17867 | 0.15315 | 0.134 | 0.11911 | 0.1072 | 0.053602 | 0.035734 | 0.026801 | 0.021441 | 0.017867 | 0.015315 | 0.0134 | 0.011911 | 0.01072 | 0.0053602 | 0.0035734 | 0.0026801 | 0.0021441 | 0.0017867 | 0.0015315 | 0.00134 | 0.0011911 | 0.001072
0.065 | 60 | 1.7866 | 1.4888 | 1.2761 | 1.1166 | 0.99253 | 0.89328 | 0.44664 | 0.29776 | 0.22332 | 0.17866 | 0.14888 | 0.12761 | 0.11166 | 0.099253 | 0.089328 | 0.044664 | 0.029776 | 0.022332 | 0.017866 | 0.014888 | 0.012761 | 0.011166 | 0.0099253 | 0.0089328 | 0.0044664 | 0.0029776 | 0.0022332 | 0.0017866 | 0.0014888 | 0.0012761 | 0.0011166 | 0.00099253 | 0.00089328
0.065 | 65 | 1.5032 | 1.2527 | 1.0737 | 0.93952 | 0.83513 | 0.75162 | 0.37581 | 0.25054 | 0.1879 | 0.15032 | 0.12527 | 0.10737 | 0.093952 | 0.083513 | 0.075162 | 0.037581 | 0.025054 | 0.01879 | 0.015032 | 0.012527 | 0.010737 | 0.0093952 | 0.0083513 | 0.0075162 | 0.0037581 | 0.0025054 | 0.001879 | 0.0015032 | 0.0012527 | 0.0010737 | 0.00093952 | 0.00083513 | 0.00075162
0.065 | 70 | 1.3083 | 1.0903 | 0.93452 | 0.81771 | 0.72685 | 0.65417 | 0.32708 | 0.21806 | 0.16354 | 0.13083 | 0.10903 | 0.093452 | 0.081771 | 0.072685 | 0.065417 | 0.032708 | 0.021806 | 0.016354 | 0.013083 | 0.010903 | 0.0093452 | 0.0081771 | 0.0072685 | 0.0065417 | 0.0032708 | 0.0021806 | 0.0016354 | 0.0013083 | 0.0010903 | 0.00093452 | 0.00081771 | 0.00072685 | 0.00065417
0.065 | 75 | 1.1351 | 0.94593 | 0.8108 | 0.70945 | 0.63062 | 0.56756 | 0.28378 | 0.18919 | 0.14189 | 0.11351 | 0.094593 | 0.08108 | 0.070945 | 0.063062 | 0.056756 | 0.028378 | 0.018919 | 0.014189 | 0.011351 | 0.0094593 | 0.008108 | 0.0070945 | 0.0063062 | 0.0056756 | 0.0028378 | 0.0018919 | 0.0014189 | 0.0011351 | 0.00094593 | 0.0008108 | 0.00070945 | 0.00063062 | 0.00056756
0.065 | 80 | 0.99528 | 0.8294 | 0.71091 | 0.62205 | 0.55293 | 0.49764 | 0.24882 | 0.16588 | 0.12441 | 0.099528 | 0.08294 | 0.071091 | 0.062205 | 0.055293 | 0.049764 | 0.024882 | 0.016588 | 0.012441 | 0.0099528 | 0.008294 | 0.0071091 | 0.0062205 | 0.0055293 | 0.0049764 | 0.0024882 | 0.0016588 | 0.0012441 | 0.00099528 | 0.0008294 | 0.00071091 | 0.00062205 | 0.00055293 | 0.00049764
0.065 | 85 | 0.87797 | 0.73164 | 0.62712 | 0.54873 | 0.48776 | 0.43898 | 0.21949 | 0.14633 | 0.10975 | 0.087797 | 0.073164 | 0.062712 | 0.054873 | 0.048776 | 0.043898 | 0.021949 | 0.014633 | 0.010975 | 0.0087797 | 0.0073164 | 0.0062712 | 0.0054873 | 0.0048776 | 0.0043898 | 0.0021949 | 0.0014633 | 0.0010975 | 0.00087797 | 0.00073164 | 0.00062712 | 0.00054873 | 0.00048776 | 0.00043898
0.065 | 90 | 0.79266 | 0.66055 | 0.56619 | 0.49541 | 0.44037 | 0.39633 | 0.19817 | 0.13211 | 0.099083 | 0.079266 | 0.066055 | 0.056619 | 0.049541 | 0.044037 | 0.039633 | 0.019817 | 0.013211 | 0.0099083 | 0.0079266 | 0.0066055 | 0.0056619 | 0.0049541 | 0.0044037 | 0.0039633 | 0.0019817 | 0.0013211 | 0.00099083 | 0.00079266 | 0.00066055 | 0.00056619 | 0.00049541 | 0.00044037 | 0.00039633
0.065 | 95 | 0.7084 | 0.59033 | 0.506 | 0.44275 | 0.39356 | 0.3542 | 0.1771 | 0.11807 | 0.08855 | 0.07084 | 0.059033 | 0.0506 | 0.044275 | 0.039356 | 0.03542 | 0.01771 | 0.011807 | 0.008855 | 0.007084 | 0.0059033 | 0.00506 | 0.0044275 | 0.0039356 | 0.003542 | 0.001771 | 0.0011807 | 0.0008855 | 0.0007084 | 0.00059033 | 0.000506 | 0.00044275 | 0.00039356 | 0.0003542
0.065 | 100 | 0.64249 | 0.53541 | 0.45892 | 0.40156 | 0.35694 | 0.32125 | 0.16062 | 0.10708 | 0.080312 | 0.064249 | 0.053541 | 0.045892 | 0.040156 | 0.035694 | 0.032125 | 0.016062 | 0.010708 | 0.0080312 | 0.0064249 | 0.0053541 | 0.0045892 | 0.0040156 | 0.0035694 | 0.0032125 | 0.0016062 | 0.0010708 | 0.00080312 | 0.00064249 | 0.00053541 | 0.00045892 | 0.00040156 | 0.00035694 | 0.00032125
0.07 | 0.1 | 3906.0684 | 3255.057 | 2790.0489 | 2441.2928 | 2170.038 | 1953.0342 | 976.5171 | 651.0114 | 488.2586 | 390.6068 | 325.5057 | 279.0049 | 244.1293 | 217.0038 | 195.3034 | 97.6517 | 65.1011 | 48.8259 | 39.0607 | 32.5506 | 27.9005 | 24.4129 | 21.7004 | 19.5303 | 9.7652 | 6.5101 | 4.8826 | 3.9061 | 3.2551 | 2.79 | 2.4413 | 2.17 | 1.953
0.07 | 0.2 | 1679.5156 | 1399.5963 | 1199.654 | 1049.6972 | 933.0642 | 839.7578 | 419.8789 | 279.9193 | 209.9394 | 167.9516 | 139.9596 | 119.9654 | 104.9697 | 93.3064 | 83.9758 | 41.9879 | 27.9919 | 20.9939 | 16.7952 | 13.996 | 11.9965 | 10.497 | 9.3306 | 8.3976 | 4.1988 | 2.7992 | 2.0994 | 1.6795 | 1.3996 | 1.1997 | 1.0497 | 0.93306 | 0.83976
0.07 | 0.3 | 771.4115 | 642.8429 | 551.0082 | 482.1322 | 428.5619 | 385.7058 | 192.8529 | 128.5686 | 96.4264 | 77.1412 | 64.2843 | 55.1008 | 48.2132 | 42.8562 | 38.5706 | 19.2853 | 12.8569 | 9.6426 | 7.7141 | 6.4284 | 5.5101 | 4.8213 | 4.2856 | 3.8571 | 1.9285 | 1.2857 | 0.96426 | 0.77141 | 0.64284 | 0.55101 | 0.48213 | 0.42856 | 0.38571
0.07 | 0.4 | 519.1623 | 432.6353 | 370.8302 | 324.4764 | 288.4235 | 259.5812 | 129.7906 | 86.5271 | 64.8953 | 51.9162 | 43.2635 | 37.083 | 32.4476 | 28.8424 | 25.9581 | 12.9791 | 8.6527 | 6.4895 | 5.1916 | 4.3264 | 3.7083 | 3.2448 | 2.8842 | 2.5958 | 1.2979 | 0.86527 | 0.64895 | 0.51916 | 0.43264 | 0.37083 | 0.32448 | 0.28842 | 0.25958
0.07 | 0.5 | 365.6154 | 304.6795 | 261.1538 | 228.5096 | 203.1196 | 182.8077 | 91.4038 | 60.9359 | 45.7019 | 36.5615 | 30.4679 | 26.1154 | 22.851 | 20.312 | 18.2808 | 9.1404 | 6.0936 | 4.5702 | 3.6562 | 3.0468 | 2.6115 | 2.2851 | 2.0312 | 1.8281 | 0.91404 | 0.60936 | 0.45702 | 0.36562 | 0.30468 | 0.26115 | 0.22851 | 0.20312 | 0.18281
0.07 | 0.6 | 378.6174 | 315.5145 | 270.441 | 236.6359 | 210.343 | 189.3087 | 94.6543 | 63.1029 | 47.3272 | 37.8617 | 31.5514 | 27.0441 | 23.6636 | 21.0343 | 18.9309 | 9.4654 | 6.3103 | 4.7327 | 3.7862 | 3.1551 | 2.7044 | 2.3664 | 2.1034 | 1.8931 | 0.94654 | 0.63103 | 0.47327 | 0.37862 | 0.31551 | 0.27044 | 0.23664 | 0.21034 | 0.18931
0.07 | 0.7 | 390.3635 | 325.3029 | 278.8311 | 243.9772 | 216.8686 | 195.1817 | 97.5909 | 65.0606 | 48.7954 | 39.0363 | 32.5303 | 27.8831 | 24.3977 | 21.6869 | 19.5182 | 9.7591 | 6.5061 | 4.8795 | 3.9036 | 3.253 | 2.7883 | 2.4398 | 2.1687 | 1.9518 | 0.97591 | 0.65061 | 0.48795 | 0.39036 | 0.3253 | 0.27883 | 0.24398 | 0.21687 | 0.19518
0.07 | 0.8 | 399.5334 | 332.9445 | 285.381 | 249.7084 | 221.963 | 199.7667 | 99.8834 | 66.5889 | 49.9417 | 39.9533 | 33.2945 | 28.5381 | 24.9708 | 22.1963 | 19.9767 | 9.9883 | 6.6589 | 4.9942 | 3.9953 | 3.3294 | 2.8538 | 2.4971 | 2.2196 | 1.9977 | 0.99883 | 0.66589 | 0.49942 | 0.39953 | 0.33294 | 0.28538 | 0.24971 | 0.22196 | 0.19977
0.07 | 0.9 | 421.5316 | 351.2763 | 301.094 | 263.4573 | 234.1842 | 210.7658 | 105.3829 | 70.2553 | 52.6915 | 42.1532 | 35.1276 | 30.1094 | 26.3457 | 23.4184 | 21.0766 | 10.5383 | 7.0255 | 5.2691 | 4.2153 | 3.5128 | 3.0109 | 2.6346 | 2.3418 | 2.1077 | 1.0538 | 0.70255 | 0.52691 | 0.42153 | 0.35128 | 0.30109 | 0.26346 | 0.23418 | 0.21077
0.07 | 1 | 447.8878 | 373.2399 | 319.9199 | 279.9299 | 248.8266 | 223.9439 | 111.972 | 74.648 | 55.986 | 44.7888 | 37.324 | 31.992 | 27.993 | 24.8827 | 22.3944 | 11.1972 | 7.4648 | 5.5986 | 4.4789 | 3.7324 | 3.1992 | 2.7993 | 2.4883 | 2.2394 | 1.1197 | 0.74648 | 0.55986 | 0.44789 | 0.37324 | 0.31992 | 0.27993 | 0.24883 | 0.22394
0.07 | 1.25 | 532.2424 | 443.5353 | 380.1731 | 332.6515 | 295.6902 | 266.1212 | 133.0606 | 88.7071 | 66.5303 | 53.2242 | 44.3535 | 38.0173 | 33.2651 | 29.569 | 26.6121 | 13.3061 | 8.8707 | 6.653 | 5.3224 | 4.4354 | 3.8017 | 3.3265 | 2.9569 | 2.6612 | 1.3306 | 0.88707 | 0.6653 | 0.53224 | 0.44354 | 0.38017 | 0.33265 | 0.29569 | 0.26612
0.07 | 1.5 | 745.0569 | 620.8807 | 532.1835 | 465.6606 | 413.9205 | 372.5284 | 186.2642 | 124.1761 | 93.1321 | 74.5057 | 62.0881 | 53.2183 | 46.5661 | 41.392 | 37.2528 | 18.6264 | 12.4176 | 9.3132 | 7.4506 | 6.2088 | 5.3218 | 4.6566 | 4.1392 | 3.7253 | 1.8626 | 1.2418 | 0.93132 | 0.74506 | 0.62088 | 0.53218 | 0.46566 | 0.41392 | 0.37253
0.07 | 1.75 | 1459.1973 | 1215.9978 | 1042.2838 | 911.9983 | 810.6652 | 729.5987 | 364.7993 | 243.1996 | 182.3997 | 145.9197 | 121.5998 | 104.2284 | 91.1998 | 81.0665 | 72.9599 | 36.4799 | 24.32 | 18.24 | 14.592 | 12.16 | 10.4228 | 9.12 | 8.1067 | 7.296 | 3.648 | 2.432 | 1.824 | 1.4592 | 1.216 | 1.0423 | 0.912 | 0.81067 | 0.7296
0.07 | 2 | 1921.5782 | 1601.3152 | 1372.5558 | 1200.9864 | 1067.5434 | 960.7891 | 480.3945 | 320.263 | 240.1973 | 192.1578 | 160.1315 | 137.2556 | 120.0986 | 106.7543 | 96.0789 | 48.0395 | 32.0263 | 24.0197 | 19.2158 | 16.0132 | 13.7256 | 12.0099 | 10.6754 | 9.6079 | 4.8039 | 3.2026 | 2.402 | 1.9216 | 1.6013 | 1.3726 | 1.201 | 1.0675 | 0.96079
0.07 | 2.25 | 2058.8291 | 1715.6909 | 1470.5922 | 1286.7682 | 1143.794 | 1029.4146 | 514.7073 | 343.1382 | 257.3536 | 205.8829 | 171.5691 | 147.0592 | 128.6768 | 114.3794 | 102.9415 | 51.4707 | 34.3138 | 25.7354 | 20.5883 | 17.1569 | 14.7059 | 12.8677 | 11.4379 | 10.2941 | 5.1471 | 3.4314 | 2.5735 | 2.0588 | 1.7157 | 1.4706 | 1.2868 | 1.1438 | 1.0294
0.07 | 2.5 | 1363.3671 | 1136.1392 | 973.8336 | 852.1044 | 757.4262 | 681.6835 | 340.8418 | 227.2278 | 170.4209 | 136.3367 | 113.6139 | 97.3834 | 85.2104 | 75.7426 | 68.1684 | 34.0842 | 22.7228 | 17.0421 | 13.6337 | 11.3614 | 9.7383 | 8.521 | 7.5743 | 6.8168 | 3.4084 | 2.2723 | 1.7042 | 1.3634 | 1.1361 | 0.97383 | 0.8521 | 0.75743 | 0.68168
0.07 | 2.75 | 726.2381 | 605.1984 | 518.7415 | 453.8988 | 403.4656 | 363.119 | 181.5595 | 121.0397 | 90.7798 | 72.6238 | 60.5198 | 51.8741 | 45.3899 | 40.3466 | 36.3119 | 18.156 | 12.104 | 9.078 | 7.2624 | 6.052 | 5.1874 | 4.539 | 4.0347 | 3.6312 | 1.8156 | 1.2104 | 0.9078 | 0.72624 | 0.6052 | 0.51874 | 0.4539 | 0.40347 | 0.36312
0.07 | 3 | 486.3789 | 405.3158 | 347.4135 | 303.9868 | 270.2105 | 243.1895 | 121.5947 | 81.0632 | 60.7974 | 48.6379 | 40.5316 | 34.7414 | 30.3987 | 27.0211 | 24.3189 | 12.1595 | 8.1063 | 6.0797 | 4.8638 | 4.0532 | 3.4741 | 3.0399 | 2.7021 | 2.4319 | 1.2159 | 0.81063 | 0.60797 | 0.48638 | 0.40532 | 0.34741 | 0.30399 | 0.27021 | 0.24319
0.07 | 3.25 | 380.3322 | 316.9435 | 271.6658 | 237.7076 | 211.2957 | 190.1661 | 95.083 | 63.3887 | 47.5415 | 38.0332 | 31.6943 | 27.1666 | 23.7708 | 21.1296 | 19.0166 | 9.5083 | 6.3389 | 4.7542 | 3.8033 | 3.1694 | 2.7167 | 2.3771 | 2.113 | 1.9017 | 0.95083 | 0.63389 | 0.47542 | 0.38033 | 0.31694 | 0.27167 | 0.23771 | 0.2113 | 0.19017
0.07 | 3.5 | 387.1194 | 322.5995 | 276.5138 | 241.9496 | 215.0663 | 193.5597 | 96.7798 | 64.5199 | 48.3899 | 38.7119 | 32.2599 | 27.6514 | 24.195 | 21.5066 | 19.356 | 9.678 | 6.452 | 4.839 | 3.8712 | 3.226 | 2.7651 | 2.4195 | 2.1507 | 1.9356 | 0.9678 | 0.6452 | 0.4839 | 0.38712 | 0.3226 | 0.27651 | 0.24195 | 0.21507 | 0.19356
0.07 | 3.75 | 392.4753 | 327.0628 | 280.3395 | 245.2971 | 218.0419 | 196.2377 | 98.1188 | 65.4126 | 49.0594 | 39.2475 | 32.7063 | 28.034 | 24.5297 | 21.8042 | 19.6238 | 9.8119 | 6.5413 | 4.9059 | 3.9248 | 3.2706 | 2.8034 | 2.453 | 2.1804 | 1.9624 | 0.98119 | 0.65413 | 0.49059 | 0.39248 | 0.32706 | 0.28034 | 0.2453 | 0.21804 | 0.19624
0.07 | 4 | 375.4932 | 312.911 | 268.2094 | 234.6832 | 208.6073 | 187.7466 | 93.8733 | 62.5822 | 46.9366 | 37.5493 | 31.2911 | 26.8209 | 23.4683 | 20.8607 | 18.7747 | 9.3873 | 6.2582 | 4.6937 | 3.7549 | 3.1291 | 2.6821 | 2.3468 | 2.0861 | 1.8775 | 0.93873 | 0.62582 | 0.46937 | 0.37549 | 0.31291 | 0.26821 | 0.23468 | 0.20861 | 0.18775
0.07 | 4.25 | 413.9988 | 344.999 | 295.7134 | 258.7492 | 229.9993 | 206.9994 | 103.4997 | 68.9998 | 51.7498 | 41.3999 | 34.4999 | 29.5713 | 25.8749 | 22.9999 | 20.6999 | 10.35 | 6.9 | 5.175 | 4.14 | 3.45 | 2.9571 | 2.5875 | 2.3 | 2.07 | 1.035 | 0.69 | 0.5175 | 0.414 | 0.345 | 0.29571 | 0.25875 | 0.23 | 0.207
0.07 | 4.5 | 465.9709 | 388.309 | 332.8363 | 291.2318 | 258.8727 | 232.9854 | 116.4927 | 77.6618 | 58.2464 | 46.5971 | 38.8309 | 33.2836 | 29.1232 | 25.8873 | 23.2985 | 11.6493 | 7.7662 | 5.8246 | 4.6597 | 3.8831 | 3.3284 | 2.9123 | 2.5887 | 2.3299 | 1.1649 | 0.77662 | 0.58246 | 0.46597 | 0.38831 | 0.33284 | 0.29123 | 0.25887 | 0.23299
0.07 | 4.75 | 410.7049 | 342.2541 | 293.3607 | 256.6906 | 228.1694 | 205.3525 | 102.6762 | 68.4508 | 51.3381 | 41.0705 | 34.2254 | 29.3361 | 25.6691 | 22.8169 | 20.5352 | 10.2676 | 6.8451 | 5.1338 | 4.107 | 3.4225 | 2.9336 | 2.5669 | 2.2817 | 2.0535 | 1.0268 | 0.68451 | 0.51338 | 0.4107 | 0.34225 | 0.29336 | 0.25669 | 0.22817 | 0.20535
0.07 | 5 | 285.9459 | 238.2882 | 204.2471 | 178.7162 | 158.8588 | 142.9729 | 71.4865 | 47.6576 | 35.7432 | 28.5946 | 23.8288 | 20.4247 | 17.8716 | 15.8859 | 14.2973 | 7.1486 | 4.7658 | 3.5743 | 2.8595 | 2.3829 | 2.0425 | 1.7872 | 1.5886 | 1.4297 | 0.71486 | 0.47658 | 0.35743 | 0.28595 | 0.23829 | 0.20425 | 0.17872 | 0.15886 | 0.14297
0.07 | 5.5 | 222.9143 | 185.7619 | 159.2245 | 139.3214 | 123.8413 | 111.4572 | 55.7286 | 37.1524 | 27.8643 | 22.2914 | 18.5762 | 15.9225 | 13.9321 | 12.3841 | 11.1457 | 5.5729 | 3.7152 | 2.7864 | 2.2291 | 1.8576 | 1.5922 | 1.3932 | 1.2384 | 1.1146 | 0.55729 | 0.37152 | 0.27864 | 0.22291 | 0.18576 | 0.15922 | 0.13932 | 0.12384 | 0.11146
0.07 | 6 | 185.4805 | 154.5671 | 132.4861 | 115.9253 | 103.0447 | 92.7402 | 46.3701 | 30.9134 | 23.1851 | 18.548 | 15.4567 | 13.2486 | 11.5925 | 10.3045 | 9.274 | 4.637 | 3.0913 | 2.3185 | 1.8548 | 1.5457 | 1.3249 | 1.1593 | 1.0304 | 0.9274 | 0.4637 | 0.30913 | 0.23185 | 0.18548 | 0.15457 | 0.13249 | 0.11593 | 0.10304 | 0.09274
0.07 | 6.5 | 200.2058 | 166.8382 | 143.0041 | 125.1286 | 111.2254 | 100.1029 | 50.0514 | 33.3676 | 25.0257 | 20.0206 | 16.6838 | 14.3004 | 12.5129 | 11.1225 | 10.0103 | 5.0051 | 3.3368 | 2.5026 | 2.0021 | 1.6684 | 1.43 | 1.2513 | 1.1123 | 1.001 | 0.50051 | 0.33368 | 0.25026 | 0.20021 | 0.16684 | 0.143 | 0.12513 | 0.11123 | 0.1001
0.07 | 7 | 186.3347 | 155.2789 | 133.0962 | 116.4592 | 103.5193 | 93.1673 | 46.5837 | 31.0558 | 23.2918 | 18.6335 | 15.5279 | 13.3096 | 11.6459 | 10.3519 | 9.3167 | 4.6584 | 3.1056 | 2.3292 | 1.8633 | 1.5528 | 1.331 | 1.1646 | 1.0352 | 0.93167 | 0.46584 | 0.31056 | 0.23292 | 0.18633 | 0.15528 | 0.1331 | 0.11646 | 0.10352 | 0.093167
0.07 | 7.5 | 133.5685 | 111.3071 | 95.4061 | 83.4803 | 74.2047 | 66.7842 | 33.3921 | 22.2614 | 16.6961 | 13.3568 | 11.1307 | 9.5406 | 8.348 | 7.4205 | 6.6784 | 3.3392 | 2.2261 | 1.6696 | 1.3357 | 1.1131 | 0.95406 | 0.8348 | 0.74205 | 0.66784 | 0.33392 | 0.22261 | 0.16696 | 0.13357 | 0.11131 | 0.095406 | 0.08348 | 0.074205 | 0.066784
0.07 | 8 | 98.053 | 81.7109 | 70.0379 | 61.2831 | 54.4739 | 49.0265 | 24.5133 | 16.3422 | 12.2566 | 9.8053 | 8.1711 | 7.0038 | 6.1283 | 5.4474 | 4.9027 | 2.4513 | 1.6342 | 1.2257 | 0.98053 | 0.81711 | 0.70038 | 0.61283 | 0.54474 | 0.49027 | 0.24513 | 0.16342 | 0.12257 | 0.098053 | 0.081711 | 0.070038 | 0.061283 | 0.054474 | 0.049027
0.07 | 8.5 | 92.5214 | 77.1012 | 66.0867 | 57.8259 | 51.4008 | 46.2607 | 23.1304 | 15.4202 | 11.5652 | 9.2521 | 7.7101 | 6.6087 | 5.7826 | 5.1401 | 4.6261 | 2.313 | 1.542 | 1.1565 | 0.92521 | 0.77101 | 0.66087 | 0.57826 | 0.51401 | 0.46261 | 0.2313 | 0.1542 | 0.11565 | 0.092521 | 0.077101 | 0.066087 | 0.057826 | 0.051401 | 0.046261
0.07 | 9 | 84.8586 | 70.7155 | 60.6133 | 53.0366 | 47.1437 | 42.4293 | 21.2146 | 14.1431 | 10.6073 | 8.4859 | 7.0715 | 6.0613 | 5.3037 | 4.7144 | 4.2429 | 2.1215 | 1.4143 | 1.0607 | 0.84859 | 0.70715 | 0.60613 | 0.53037 | 0.47144 | 0.42429 | 0.21215 | 0.14143 | 0.10607 | 0.084859 | 0.070715 | 0.060613 | 0.053037 | 0.047144 | 0.042429
0.07 | 9.5 | 76.0275 | 63.3562 | 54.3053 | 47.5172 | 42.2375 | 38.0137 | 19.0069 | 12.6712 | 9.5034 | 7.6027 | 6.3356 | 5.4305 | 4.7517 | 4.2237 | 3.8014 | 1.9007 | 1.2671 | 0.95034 | 0.76027 | 0.63356 | 0.54305 | 0.47517 | 0.42237 | 0.38014 | 0.19007 | 0.12671 | 0.095034 | 0.076027 | 0.063356 | 0.054305 | 0.047517 | 0.042237 | 0.038014
0.07 | 10 | 71.0561 | 59.2134 | 50.7544 | 44.4101 | 39.4756 | 35.5281 | 17.764 | 11.8427 | 8.882 | 7.1056 | 5.9213 | 5.0754 | 4.441 | 3.9476 | 3.5528 | 1.7764 | 1.1843 | 0.8882 | 0.71056 | 0.59213 | 0.50754 | 0.4441 | 0.39476 | 0.35528 | 0.17764 | 0.11843 | 0.08882 | 0.071056 | 0.059213 | 0.050754 | 0.04441 | 0.039476 | 0.035528
0.07 | 12 | 56.7264 | 47.272 | 40.5188 | 35.454 | 31.5146 | 28.3632 | 14.1816 | 9.4544 | 7.0908 | 5.6726 | 4.7272 | 4.0519 | 3.5454 | 3.1515 | 2.8363 | 1.4182 | 0.94544 | 0.70908 | 0.56726 | 0.47272 | 0.40519 | 0.35454 | 0.31515 | 0.28363 | 0.14182 | 0.094544 | 0.070908 | 0.056726 | 0.047272 | 0.040519 | 0.035454 | 0.031515 | 0.028363
0.07 | 14 | 42.4997 | 35.4164 | 30.3569 | 26.5623 | 23.6109 | 21.2498 | 10.6249 | 7.0833 | 5.3125 | 4.25 | 3.5416 | 3.0357 | 2.6562 | 2.3611 | 2.125 | 1.0625 | 0.70833 | 0.53125 | 0.425 | 0.35416 | 0.30357 | 0.26562 | 0.23611 | 0.2125 | 0.10625 | 0.070833 | 0.053125 | 0.0425 | 0.035416 | 0.030357 | 0.026562 | 0.023611 | 0.02125
0.07 | 16 | 27.5479 | 22.9566 | 19.6771 | 17.2174 | 15.3044 | 13.7739 | 6.887 | 4.5913 | 3.4435 | 2.7548 | 2.2957 | 1.9677 | 1.7217 | 1.5304 | 1.3774 | 0.6887 | 0.45913 | 0.34435 | 0.27548 | 0.22957 | 0.19677 | 0.17217 | 0.15304 | 0.13774 | 0.06887 | 0.045913 | 0.034435 | 0.027548 | 0.022957 | 0.019677 | 0.017217 | 0.015304 | 0.013774
0.07 | 18 | 22.7868 | 18.989 | 16.2763 | 14.2418 | 12.6593 | 11.3934 | 5.6967 | 3.7978 | 2.8484 | 2.2787 | 1.8989 | 1.6276 | 1.4242 | 1.2659 | 1.1393 | 0.56967 | 0.37978 | 0.28484 | 0.22787 | 0.18989 | 0.16276 | 0.14242 | 0.12659 | 0.11393 | 0.056967 | 0.037978 | 0.028484 | 0.022787 | 0.018989 | 0.016276 | 0.014242 | 0.012659 | 0.011393
0.07 | 20 | 18.9756 | 15.813 | 13.554 | 11.8597 | 10.542 | 9.4878 | 4.7439 | 3.1626 | 2.3719 | 1.8976 | 1.5813 | 1.3554 | 1.186 | 1.0542 | 0.94878 | 0.47439 | 0.31626 | 0.23719 | 0.18976 | 0.15813 | 0.13554 | 0.1186 | 0.10542 | 0.094878 | 0.047439 | 0.031626 | 0.023719 | 0.018976 | 0.015813 | 0.013554 | 0.01186 | 0.010542 | 0.0094878
0.07 | 25 | 11.2075 | 9.3396 | 8.0054 | 7.0047 | 6.2264 | 5.6038 | 2.8019 | 1.8679 | 1.4009 | 1.1208 | 0.93396 | 0.80054 | 0.70047 | 0.62264 | 0.56038 | 0.28019 | 0.18679 | 0.14009 | 0.11208 | 0.093396 | 0.080054 | 0.070047 | 0.062264 | 0.056038 | 0.028019 | 0.018679 | 0.014009 | 0.011208 | 0.0093396 | 0.0080054 | 0.0070047 | 0.0062264 | 0.0056038
0.07 | 30 | 7.4946 | 6.2455 | 5.3533 | 4.6841 | 4.1637 | 3.7473 | 1.8736 | 1.2491 | 0.93682 | 0.74946 | 0.62455 | 0.53533 | 0.46841 | 0.41637 | 0.37473 | 0.18736 | 0.12491 | 0.093682 | 0.074946 | 0.062455 | 0.053533 | 0.046841 | 0.041637 | 0.037473 | 0.018736 | 0.012491 | 0.0093682 | 0.0074946 | 0.0062455 | 0.0053533 | 0.0046841 | 0.0041637 | 0.0037473
0.07 | 35 | 5.3511 | 4.4592 | 3.8222 | 3.3444 | 2.9728 | 2.6755 | 1.3378 | 0.89185 | 0.66888 | 0.53511 | 0.44592 | 0.38222 | 0.33444 | 0.29728 | 0.26755 | 0.13378 | 0.089185 | 0.066888 | 0.053511 | 0.044592 | 0.038222 | 0.033444 | 0.029728 | 0.026755 | 0.013378 | 0.0089185 | 0.0066888 | 0.0053511 | 0.0044592 | 0.0038222 | 0.0033444 | 0.0029728 | 0.0026755
0.07 | 40 | 4.0613 | 3.3844 | 2.901 | 2.5383 | 2.2563 | 2.0307 | 1.0153 | 0.67689 | 0.50767 | 0.40613 | 0.33844 | 0.2901 | 0.25383 | 0.22563 | 0.20307 | 0.10153 | 0.067689 | 0.050767 | 0.040613 | 0.033844 | 0.02901 | 0.025383 | 0.022563 | 0.020307 | 0.010153 | 0.0067689 | 0.0050767 | 0.0040613 | 0.0033844 | 0.002901 | 0.0025383 | 0.0022563 | 0.0020307
0.07 | 45 | 3.1805 | 2.6504 | 2.2718 | 1.9878 | 1.7669 | 1.5902 | 0.79512 | 0.53008 | 0.39756 | 0.31805 | 0.26504 | 0.22718 | 0.19878 | 0.17669 | 0.15902 | 0.079512 | 0.053008 | 0.039756 | 0.031805 | 0.026504 | 0.022718 | 0.019878 | 0.017669 | 0.015902 | 0.0079512 | 0.0053008 | 0.0039756 | 0.0031805 | 0.0026504 | 0.0022718 | 0.0019878 | 0.0017669 | 0.0015902
0.07 | 50 | 2.5424 | 2.1187 | 1.816 | 1.589 | 1.4125 | 1.2712 | 0.63561 | 0.42374 | 0.3178 | 0.25424 | 0.21187 | 0.1816 | 0.1589 | 0.14125 | 0.12712 | 0.063561 | 0.042374 | 0.03178 | 0.025424 | 0.021187 | 0.01816 | 0.01589 | 0.014125 | 0.012712 | 0.0063561 | 0.0042374 | 0.003178 | 0.0025424 | 0.0021187 | 0.001816 | 0.001589 | 0.0014125 | 0.0012712
0.07 | 55 | 2.0968 | 1.7473 | 1.4977 | 1.3105 | 1.1649 | 1.0484 | 0.5242 | 0.34947 | 0.2621 | 0.20968 | 0.17473 | 0.14977 | 0.13105 | 0.11649 | 0.10484 | 0.05242 | 0.034947 | 0.02621 | 0.020968 | 0.017473 | 0.014977 | 0.013105 | 0.011649 | 0.010484 | 0.005242 | 0.0034947 | 0.002621 | 0.0020968 | 0.0017473 | 0.0014977 | 0.0013105 | 0.0011649 | 0.0010484
0.07 | 60 | 1.7383 | 1.4486 | 1.2417 | 1.0865 | 0.96575 | 0.86917 | 0.43459 | 0.28972 | 0.21729 | 0.17383 | 0.14486 | 0.12417 | 0.10865 | 0.096575 | 0.086917 | 0.043459 | 0.028972 | 0.021729 | 0.017383 | 0.014486 | 0.012417 | 0.010865 | 0.0096575 | 0.0086917 | 0.0043459 | 0.0028972 | 0.0021729 | 0.0017383 | 0.0014486 | 0.0012417 | 0.0010865 | 0.00096575 | 0.00086917
0.07 | 65 | 1.4744 | 1.2287 | 1.0531 | 0.9215 | 0.81911 | 0.7372 | 0.3686 | 0.24573 | 0.1843 | 0.14744 | 0.12287 | 0.10531 | 0.09215 | 0.081911 | 0.07372 | 0.03686 | 0.024573 | 0.01843 | 0.014744 | 0.012287 | 0.010531 | 0.009215 | 0.0081911 | 0.007372 | 0.003686 | 0.0024573 | 0.001843 | 0.0014744 | 0.0012287 | 0.0010531 | 0.0009215 | 0.00081911 | 0.0007372
0.07 | 70 | 1.2748 | 1.0623 | 0.91056 | 0.79674 | 0.70821 | 0.63739 | 0.3187 | 0.21246 | 0.15935 | 0.12748 | 0.10623 | 0.091056 | 0.079674 | 0.070821 | 0.063739 | 0.03187 | 0.021246 | 0.015935 | 0.012748 | 0.010623 | 0.0091056 | 0.0079674 | 0.0070821 | 0.0063739 | 0.003187 | 0.0021246 | 0.0015935 | 0.0012748 | 0.0010623 | 0.00091056 | 0.00079674 | 0.00070821 | 0.00063739
0.07 | 75 | 1.0952 | 0.91268 | 0.78229 | 0.68451 | 0.60845 | 0.54761 | 0.2738 | 0.18254 | 0.1369 | 0.10952 | 0.091268 | 0.078229 | 0.068451 | 0.060845 | 0.054761 | 0.02738 | 0.018254 | 0.01369 | 0.010952 | 0.0091268 | 0.0078229 | 0.0068451 | 0.0060845 | 0.0054761 | 0.002738 | 0.0018254 | 0.001369 | 0.0010952 | 0.00091268 | 0.00078229 | 0.00068451 | 0.00060845 | 0.00054761
0.07 | 80 | 0.95669 | 0.79724 | 0.68335 | 0.59793 | 0.53149 | 0.47834 | 0.23917 | 0.15945 | 0.11959 | 0.095669 | 0.079724 | 0.068335 | 0.059793 | 0.053149 | 0.047834 | 0.023917 | 0.015945 | 0.011959 | 0.0095669 | 0.0079724 | 0.0068335 | 0.0059793 | 0.0053149 | 0.0047834 | 0.0023917 | 0.0015945 | 0.0011959 | 0.00095669 | 0.00079724 | 0.00068335 | 0.00059793 | 0.00053149 | 0.00047834
0.07 | 85 | 0.86111 | 0.71759 | 0.61508 | 0.5382 | 0.4784 | 0.43056 | 0.21528 | 0.14352 | 0.10764 | 0.086111 | 0.071759 | 0.061508 | 0.05382 | 0.04784 | 0.043056 | 0.021528 | 0.014352 | 0.010764 | 0.0086111 | 0.0071759 | 0.0061508 | 0.005382 | 0.004784 | 0.0043056 | 0.0021528 | 0.0014352 | 0.0010764 | 0.00086111 | 0.00071759 | 0.00061508 | 0.0005382 | 0.0004784 | 0.00043056
0.07 | 90 | 0.77312 | 0.64427 | 0.55223 | 0.4832 | 0.42951 | 0.38656 | 0.19328 | 0.12885 | 0.09664 | 0.077312 | 0.064427 | 0.055223 | 0.04832 | 0.042951 | 0.038656 | 0.019328 | 0.012885 | 0.009664 | 0.0077312 | 0.0064427 | 0.0055223 | 0.004832 | 0.0042951 | 0.0038656 | 0.0019328 | 0.0012885 | 0.0009664 | 0.00077312 | 0.00064427 | 0.00055223 | 0.0004832 | 0.00042951 | 0.00038656
0.07 | 95 | 0.6776 | 0.56467 | 0.484 | 0.4235 | 0.37644 | 0.3388 | 0.1694 | 0.11293 | 0.0847 | 0.06776 | 0.056467 | 0.0484 | 0.04235 | 0.037644 | 0.03388 | 0.01694 | 0.011293 | 0.00847 | 0.006776 | 0.0056467 | 0.00484 | 0.004235 | 0.0037644 | 0.003388 | 0.001694 | 0.0011293 | 0.000847 | 0.0006776 | 0.00056467 | 0.000484 | 0.0004235 | 0.00037644 | 0.0003388
0.07 | 100 | 0.61681 | 0.51401 | 0.44058 | 0.38551 | 0.34267 | 0.3084 | 0.1542 | 0.1028 | 0.077101 | 0.061681 | 0.051401 | 0.044058 | 0.038551 | 0.034267 | 0.03084 | 0.01542 | 0.01028 | 0.0077101 | 0.0061681 | 0.0051401 | 0.0044058 | 0.0038551 | 0.0034267 | 0.003084 | 0.001542 | 0.001028 | 0.00077101 | 0.00061681 | 0.00051401 | 0.00044058 | 0.00038551 | 0.00034267 | 0.0003084
0.075 | 0.1 | 3825.6136 | 3188.0113 | 2732.5812 | 2391.0085 | 2125.3409 | 1912.8068 | 956.4034 | 637.6023 | 478.2017 | 382.5614 | 318.8011 | 273.2581 | 239.1009 | 212.5341 | 191.2807 | 95.6403 | 63.7602 | 47.8202 | 38.2561 | 31.8801 | 27.3258 | 23.9101 | 21.2534 | 19.1281 | 9.564 | 6.376 | 4.782 | 3.8256 | 3.188 | 2.7326 | 2.391 | 2.1253 | 1.9128
0.075 | 0.2 | 1613.5788 | 1344.649 | 1152.5563 | 1008.4868 | 896.4327 | 806.7894 | 403.3947 | 268.9298 | 201.6974 | 161.3579 | 134.4649 | 115.2556 | 100.8487 | 89.6433 | 80.6789 | 40.3395 | 26.893 | 20.1697 | 16.1358 | 13.4465 | 11.5256 | 10.0849 | 8.9643 | 8.0679 | 4.0339 | 2.6893 | 2.017 | 1.6136 | 1.3446 | 1.1526 | 1.0085 | 0.89643 | 0.80679
0.075 | 0.3 | 718.7324 | 598.9436 | 513.3803 | 449.2077 | 399.2958 | 359.3662 | 179.6831 | 119.7887 | 89.8415 | 71.8732 | 59.8944 | 51.338 | 44.9208 | 39.9296 | 35.9366 | 17.9683 | 11.9789 | 8.9842 | 7.1873 | 5.9894 | 5.1338 | 4.4921 | 3.993 | 3.5937 | 1.7968 | 1.1979 | 0.89842 | 0.71873 | 0.59894 | 0.51338 | 0.44921 | 0.3993 | 0.35937
0.075 | 0.4 | 490.0795 | 408.3996 | 350.0568 | 306.2997 | 272.2664 | 245.0398 | 122.5199 | 81.6799 | 61.2599 | 49.008 | 40.84 | 35.0057 | 30.63 | 27.2266 | 24.504 | 12.252 | 8.168 | 6.126 | 4.9008 | 4.084 | 3.5006 | 3.063 | 2.7227 | 2.4504 | 1.2252 | 0.8168 | 0.6126 | 0.49008 | 0.4084 | 0.35006 | 0.3063 | 0.27227 | 0.24504
0.075 | 0.5 | 370.6866 | 308.9055 | 264.7762 | 231.6791 | 205.937 | 185.3433 | 92.6717 | 61.7811 | 46.3358 | 37.0687 | 30.8906 | 26.4776 | 23.1679 | 20.5937 | 18.5343 | 9.2672 | 6.1781 | 4.6336 | 3.7069 | 3.0891 | 2.6478 | 2.3168 | 2.0594 | 1.8534 | 0.92672 | 0.61781 | 0.46336 | 0.37069 | 0.30891 | 0.26478 | 0.23168 | 0.20594 | 0.18534
0.075 | 0.6 | 378.345 | 315.2875 | 270.2464 | 236.4656 | 210.1917 | 189.1725 | 94.5862 | 63.0575 | 47.2931 | 37.8345 | 31.5287 | 27.0246 | 23.6466 | 21.0192 | 18.9172 | 9.4586 | 6.3057 | 4.7293 | 3.7834 | 3.1529 | 2.7025 | 2.3647 | 2.1019 | 1.8917 | 0.94586 | 0.63057 | 0.47293 | 0.37834 | 0.31529 | 0.27025 | 0.23647 | 0.21019 | 0.18917
0.075 | 0.7 | 390.0192 | 325.016 | 278.5851 | 243.762 | 216.6773 | 195.0096 | 97.5048 | 65.0032 | 48.7524 | 39.0019 | 32.5016 | 27.8585 | 24.3762 | 21.6677 | 19.501 | 9.7505 | 6.5003 | 4.8752 | 3.9002 | 3.2502 | 2.7859 | 2.4376 | 2.1668 | 1.9501 | 0.97505 | 0.65003 | 0.48752 | 0.39002 | 0.32502 | 0.27859 | 0.24376 | 0.21668 | 0.19501
0.075 | 0.8 | 399.0568 | 332.5474 | 285.0406 | 249.4105 | 221.6982 | 199.5284 | 99.7642 | 66.5095 | 49.8821 | 39.9057 | 33.2547 | 28.5041 | 24.9411 | 22.1698 | 19.9528 | 9.9764 | 6.6509 | 4.9882 | 3.9906 | 3.3255 | 2.8504 | 2.4941 | 2.217 | 1.9953 | 0.99764 | 0.66509 | 0.49882 | 0.39906 | 0.33255 | 0.28504 | 0.24941 | 0.2217 | 0.19953
0.075 | 0.9 | 419.2346 | 349.3621 | 299.4533 | 262.0216 | 232.9081 | 209.6173 | 104.8086 | 69.8724 | 52.4043 | 41.9235 | 34.9362 | 29.9453 | 26.2022 | 23.2908 | 20.9617 | 10.4809 | 6.9872 | 5.2404 | 4.1923 | 3.4936 | 2.9945 | 2.6202 | 2.3291 | 2.0962 | 1.0481 | 0.69872 | 0.52404 | 0.41923 | 0.34936 | 0.29945 | 0.26202 | 0.23291 | 0.20962
0.075 | 1 | 448.2312 | 373.526 | 320.1651 | 280.1445 | 249.0173 | 224.1156 | 112.0578 | 74.7052 | 56.0289 | 44.8231 | 37.3526 | 32.0165 | 28.0144 | 24.9017 | 22.4116 | 11.2058 | 7.4705 | 5.6029 | 4.4823 | 3.7353 | 3.2017 | 2.8014 | 2.4902 | 2.2412 | 1.1206 | 0.74705 | 0.56029 | 0.44823 | 0.37353 | 0.32017 | 0.28014 | 0.24902 | 0.22412
0.075 | 1.25 | 531.0608 | 442.5507 | 379.3292 | 331.913 | 295.0338 | 265.5304 | 132.7652 | 88.5101 | 66.3826 | 53.1061 | 44.2551 | 37.9329 | 33.1913 | 29.5034 | 26.553 | 13.2765 | 8.851 | 6.6383 | 5.3106 | 4.4255 | 3.7933 | 3.3191 | 2.9503 | 2.6553 | 1.3277 | 0.8851 | 0.66383 | 0.53106 | 0.44255 | 0.37933 | 0.33191 | 0.29503 | 0.26553
0.075 | 1.5 | 740.377 | 616.9808 | 528.8407 | 462.7356 | 411.3206 | 370.1885 | 185.0943 | 123.3962 | 92.5471 | 74.0377 | 61.6981 | 52.8841 | 46.2736 | 41.1321 | 37.0189 | 18.5094 | 12.3396 | 9.2547 | 7.4038 | 6.1698 | 5.2884 | 4.6274 | 4.1132 | 3.7019 | 1.8509 | 1.234 | 0.92547 | 0.74038 | 0.61698 | 0.52884 | 0.46274 | 0.41132 | 0.37019
0.075 | 1.75 | 1400.5834 | 1167.1528 | 1000.4167 | 875.3646 | 778.1019 | 700.2917 | 350.1459 | 233.4306 | 175.0729 | 140.0583 | 116.7153 | 100.0417 | 87.5365 | 77.8102 | 70.0292 | 35.0146 | 23.3431 | 17.5073 | 14.0058 | 11.6715 | 10.0042 | 8.7536 | 7.781 | 7.0029 | 3.5015 | 2.3343 | 1.7507 | 1.4006 | 1.1672 | 1.0004 | 0.87536 | 0.7781 | 0.70029
0.075 | 2 | 1804.8909 | 1504.0758 | 1289.2078 | 1128.0568 | 1002.7172 | 902.4455 | 451.2227 | 300.8152 | 225.6114 | 180.4891 | 150.4076 | 128.9208 | 112.8057 | 100.2717 | 90.2445 | 45.1223 | 30.0815 | 22.5611 | 18.0489 | 15.0408 | 12.8921 | 11.2806 | 10.0272 | 9.0245 | 4.5122 | 3.0082 | 2.2561 | 1.8049 | 1.5041 | 1.2892 | 1.1281 | 1.0027 | 0.90245
0.075 | 2.25 | 1961.3258 | 1634.4382 | 1400.947 | 1225.8286 | 1089.6254 | 980.6629 | 490.3315 | 326.8876 | 245.1657 | 196.1326 | 163.4438 | 140.0947 | 122.5829 | 108.9625 | 98.0663 | 49.0331 | 32.6888 | 24.5166 | 19.6133 | 16.3444 | 14.0095 | 12.2583 | 10.8963 | 9.8066 | 4.9033 | 3.2689 | 2.4517 | 1.9613 | 1.6344 | 1.4009 | 1.2258 | 1.0896 | 0.98066
0.075 | 2.5 | 1320.2826 | 1100.2355 | 943.059 | 825.1766 | 733.4904 | 660.1413 | 330.0707 | 220.0471 | 165.0353 | 132.0283 | 110.0236 | 94.3059 | 82.5177 | 73.349 | 66.0141 | 33.0071 | 22.0047 | 16.5035 | 13.2028 | 11.0024 | 9.4306 | 8.2518 | 7.3349 | 6.6014 | 3.3007 | 2.2005 | 1.6504 | 1.3203 | 1.1002 | 0.94306 | 0.82518 | 0.73349 | 0.66014
0.075 | 2.75 | 715.0079 | 595.8399 | 510.7199 | 446.8799 | 397.2266 | 357.5039 | 178.752 | 119.168 | 89.376 | 71.5008 | 59.584 | 51.072 | 44.688 | 39.7227 | 35.7504 | 17.8752 | 11.9168 | 8.9376 | 7.1501 | 5.9584 | 5.1072 | 4.4688 | 3.9723 | 3.575 | 1.7875 | 1.1917 | 0.89376 | 0.71501 | 0.59584 | 0.51072 | 0.44688 | 0.39723 | 0.3575
0.075 | 3 | 480.7269 | 400.6058 | 343.3764 | 300.4543 | 267.0705 | 240.3635 | 120.1817 | 80.1212 | 60.0909 | 48.0727 | 40.0606 | 34.3376 | 30.0454 | 26.7071 | 24.0363 | 12.0182 | 8.0121 | 6.0091 | 4.8073 | 4.0061 | 3.4338 | 3.0045 | 2.6707 | 2.4036 | 1.2018 | 0.80121 | 0.60091 | 0.48073 | 0.40061 | 0.34338 | 0.30045 | 0.26707 | 0.24036
0.075 | 3.25 | 377.518 | 314.5984 | 269.6557 | 235.9488 | 209.7322 | 188.759 | 94.3795 | 62.9197 | 47.1898 | 37.7518 | 31.4598 | 26.9656 | 23.5949 | 20.9732 | 18.8759 | 9.438 | 6.292 | 4.719 | 3.7752 | 3.146 | 2.6966 | 2.3595 | 2.0973 | 1.8876 | 0.9438 | 0.6292 | 0.4719 | 0.37752 | 0.3146 | 0.26966 | 0.23595 | 0.20973 | 0.18876
0.075 | 3.5 | 368.643 | 307.2025 | 263.3164 | 230.4019 | 204.8017 | 184.3215 | 92.1608 | 61.4405 | 46.0804 | 36.8643 | 30.7203 | 26.3316 | 23.0402 | 20.4802 | 18.4322 | 9.2161 | 6.1441 | 4.608 | 3.6864 | 3.072 | 2.6332 | 2.304 | 2.048 | 1.8432 | 0.92161 | 0.61441 | 0.4608 | 0.36864 | 0.3072 | 0.26332 | 0.2304 | 0.2048 | 0.18432
0.075 | 3.75 | 369.7304 | 308.1087 | 264.0932 | 231.0815 | 205.4058 | 184.8652 | 92.4326 | 61.6217 | 46.2163 | 36.973 | 30.8109 | 26.4093 | 23.1082 | 20.5406 | 18.4865 | 9.2433 | 6.1622 | 4.6216 | 3.6973 | 3.0811 | 2.6409 | 2.3108 | 2.0541 | 1.8487 | 0.92433 | 0.61622 | 0.46216 | 0.36973 | 0.30811 | 0.26409 | 0.23108 | 0.20541 | 0.18487
0.075 | 4 | 365.0684 | 304.2236 | 260.7631 | 228.1677 | 202.8158 | 182.5342 | 91.2671 | 60.8447 | 45.6335 | 36.5068 | 30.4224 | 26.0763 | 22.8168 | 20.2816 | 18.2534 | 9.1267 | 6.0845 | 4.5634 | 3.6507 | 3.0422 | 2.6076 | 2.2817 | 2.0282 | 1.8253 | 0.91267 | 0.60845 | 0.45634 | 0.36507 | 0.30422 | 0.26076 | 0.22817 | 0.20282 | 0.18253
0.075 | 4.25 | 399.9683 | 333.307 | 285.6917 | 249.9802 | 222.2046 | 199.9842 | 99.9921 | 66.6614 | 49.996 | 39.9968 | 33.3307 | 28.5692 | 24.998 | 22.2205 | 19.9984 | 9.9992 | 6.6661 | 4.9996 | 3.9997 | 3.3331 | 2.8569 | 2.4998 | 2.222 | 1.9998 | 0.99992 | 0.66661 | 0.49996 | 0.39997 | 0.33331 | 0.28569 | 0.24998 | 0.2222 | 0.19998
0.075 | 4.5 | 444.1584 | 370.132 | 317.256 | 277.599 | 246.7547 | 222.0792 | 111.0396 | 74.0264 | 55.5198 | 44.4158 | 37.0132 | 31.7256 | 27.7599 | 24.6755 | 22.2079 | 11.104 | 7.4026 | 5.552 | 4.4416 | 3.7013 | 3.1726 | 2.776 | 2.4675 | 2.2208 | 1.1104 | 0.74026 | 0.5552 | 0.44416 | 0.37013 | 0.31726 | 0.2776 | 0.24675 | 0.22208
0.075 | 4.75 | 389.6504 | 324.7086 | 278.3217 | 243.5315 | 216.4724 | 194.8252 | 97.4126 | 64.9417 | 48.7063 | 38.965 | 32.4709 | 27.8322 | 24.3531 | 21.6472 | 19.4825 | 9.7413 | 6.4942 | 4.8706 | 3.8965 | 3.2471 | 2.7832 | 2.4353 | 2.1647 | 1.9483 | 0.97413 | 0.64942 | 0.48706 | 0.38965 | 0.32471 | 0.27832 | 0.24353 | 0.21647 | 0.19483
0.075 | 5 | 278.1777 | 231.8148 | 198.6984 | 173.8611 | 154.5432 | 139.0889 | 69.5444 | 46.363 | 34.7722 | 27.8178 | 23.1815 | 19.8698 | 17.3861 | 15.4543 | 13.9089 | 6.9544 | 4.6363 | 3.4772 | 2.7818 | 2.3181 | 1.987 | 1.7386 | 1.5454 | 1.3909 | 0.69544 | 0.46363 | 0.34772 | 0.27818 | 0.23181 | 0.1987 | 0.17386 | 0.15454 | 0.13909
0.075 | 5.5 | 214.6591 | 178.8826 | 153.3279 | 134.1619 | 119.255 | 107.3295 | 53.6648 | 35.7765 | 26.8324 | 21.4659 | 17.8883 | 15.3328 | 13.4162 | 11.9255 | 10.733 | 5.3665 | 3.5777 | 2.6832 | 2.1466 | 1.7888 | 1.5333 | 1.3416 | 1.1926 | 1.0733 | 0.53665 | 0.35777 | 0.26832 | 0.21466 | 0.17888 | 0.15333 | 0.13416 | 0.11926 | 0.10733
0.075 | 6 | 180.1156 | 150.0963 | 128.654 | 112.5722 | 100.0642 | 90.0578 | 45.0289 | 30.0193 | 22.5144 | 18.0116 | 15.0096 | 12.8654 | 11.2572 | 10.0064 | 9.0058 | 4.5029 | 3.0019 | 2.2514 | 1.8012 | 1.501 | 1.2865 | 1.1257 | 1.0006 | 0.90058 | 0.45029 | 0.30019 | 0.22514 | 0.18012 | 0.1501 | 0.12865 | 0.11257 | 0.10006 | 0.090058
0.075 | 6.5 | 189.2187 | 157.6822 | 135.1562 | 118.2617 | 105.1215 | 94.6093 | 47.3047 | 31.5364 | 23.6523 | 18.9219 | 15.7682 | 13.5156 | 11.8262 | 10.5121 | 9.4609 | 4.7305 | 3.1536 | 2.3652 | 1.8922 | 1.5768 | 1.3516 | 1.1826 | 1.0512 | 0.94609 | 0.47305 | 0.31536 | 0.23652 | 0.18922 | 0.15768 | 0.13516 | 0.11826 | 0.10512 | 0.094609
0.075 | 7 | 177.2971 | 147.7475 | 126.6408 | 110.8107 | 98.4984 | 88.6485 | 44.3243 | 29.5495 | 22.1621 | 17.7297 | 14.7748 | 12.6641 | 11.0811 | 9.8498 | 8.8649 | 4.4324 | 2.955 | 2.2162 | 1.773 | 1.4775 | 1.2664 | 1.1081 | 0.98498 | 0.88649 | 0.44324 | 0.2955 | 0.22162 | 0.1773 | 0.14775 | 0.12664 | 0.11081 | 0.098498 | 0.088649
0.075 | 7.5 | 131.4826 | 109.5689 | 93.9162 | 82.1767 | 73.0459 | 65.7413 | 32.8707 | 21.9138 | 16.4353 | 13.1483 | 10.9569 | 9.3916 | 8.2177 | 7.3046 | 6.5741 | 3.2871 | 2.1914 | 1.6435 | 1.3148 | 1.0957 | 0.93916 | 0.82177 | 0.73046 | 0.65741 | 0.32871 | 0.21914 | 0.16435 | 0.13148 | 0.10957 | 0.093916 | 0.082177 | 0.073046 | 0.065741
0.075 | 8 | 97.1246 | 80.9371 | 69.3747 | 60.7029 | 53.9581 | 48.5623 | 24.2811 | 16.1874 | 12.1406 | 9.7125 | 8.0937 | 6.9375 | 6.0703 | 5.3958 | 4.8562 | 2.4281 | 1.6187 | 1.2141 | 0.97125 | 0.80937 | 0.69375 | 0.60703 | 0.53958 | 0.48562 | 0.24281 | 0.16187 | 0.12141 | 0.097125 | 0.080937 | 0.069375 | 0.060703 | 0.053958 | 0.048562
0.075 | 8.5 | 93.2874 | 77.7395 | 66.6338 | 58.3046 | 51.8263 | 46.6437 | 23.3218 | 15.5479 | 11.6609 | 9.3287 | 7.7739 | 6.6634 | 5.8305 | 5.1826 | 4.6644 | 2.3322 | 1.5548 | 1.1661 | 0.93287 | 0.77739 | 0.66634 | 0.58305 | 0.51826 | 0.46644 | 0.23322 | 0.15548 | 0.11661 | 0.093287 | 0.077739 | 0.066634 | 0.058305 | 0.051826 | 0.046644
0.075 | 9 | 83.0015 | 69.168 | 59.2868 | 51.876 | 46.112 | 41.5008 | 20.7504 | 13.8336 | 10.3752 | 8.3002 | 6.9168 | 5.9287 | 5.1876 | 4.6112 | 4.1501 | 2.075 | 1.3834 | 1.0375 | 0.83002 | 0.69168 | 0.59287 | 0.51876 | 0.46112 | 0.41501 | 0.2075 | 0.13834 | 0.10375 | 0.083002 | 0.069168 | 0.059287 | 0.051876 | 0.046112 | 0.041501
0.075 | 9.5 | 72.9388 | 60.7824 | 52.0992 | 45.5868 | 40.5216 | 36.4694 | 18.2347 | 12.1565 | 9.1174 | 7.2939 | 6.0782 | 5.2099 | 4.5587 | 4.0522 | 3.6469 | 1.8235 | 1.2156 | 0.91174 | 0.72939 | 0.60782 | 0.52099 | 0.45587 | 0.40522 | 0.36469 | 0.18235 | 0.12156 | 0.091174 | 0.072939 | 0.060782 | 0.052099 | 0.045587 | 0.040522 | 0.036469
0.075 | 10 | 68.6299 | 57.1916 | 49.0214 | 42.8937 | 38.1277 | 34.315 | 17.1575 | 11.4383 | 8.5787 | 6.863 | 5.7192 | 4.9021 | 4.2894 | 3.8128 | 3.4315 | 1.7157 | 1.1438 | 0.85787 | 0.6863 | 0.57192 | 0.49021 | 0.42894 | 0.38128 | 0.34315 | 0.17157 | 0.11438 | 0.085787 | 0.06863 | 0.057192 | 0.049021 | 0.042894 | 0.038128 | 0.034315
0.075 | 12 | 54.8189 | 45.6824 | 39.1564 | 34.2618 | 30.455 | 27.4095 | 13.7047 | 9.1365 | 6.8524 | 5.4819 | 4.5682 | 3.9156 | 3.4262 | 3.0455 | 2.7409 | 1.3705 | 0.91365 | 0.68524 | 0.54819 | 0.45682 | 0.39156 | 0.34262 | 0.30455 | 0.27409 | 0.13705 | 0.091365 | 0.068524 | 0.054819 | 0.045682 | 0.039156 | 0.034262 | 0.030455 | 0.027409
0.075 | 14 | 41.4449 | 34.5374 | 29.6035 | 25.903 | 23.0249 | 20.7224 | 10.3612 | 6.9075 | 5.1806 | 4.1445 | 3.4537 | 2.9603 | 2.5903 | 2.3025 | 2.0722 | 1.0361 | 0.69075 | 0.51806 | 0.41445 | 0.34537 | 0.29603 | 0.25903 | 0.23025 | 0.20722 | 0.10361 | 0.069075 | 0.051806 | 0.041445 | 0.034537 | 0.029603 | 0.025903 | 0.023025 | 0.020722
0.075 | 16 | 26.8813 | 22.4011 | 19.2009 | 16.8008 | 14.934 | 13.4406 | 6.7203 | 4.4802 | 3.3602 | 2.6881 | 2.2401 | 1.9201 | 1.6801 | 1.4934 | 1.3441 | 0.67203 | 0.44802 | 0.33602 | 0.26881 | 0.22401 | 0.19201 | 0.16801 | 0.14934 | 0.13441 | 0.067203 | 0.044802 | 0.033602 | 0.026881 | 0.022401 | 0.019201 | 0.016801 | 0.014934 | 0.013441
0.075 | 18 | 22.0919 | 18.4099 | 15.7799 | 13.8074 | 12.2733 | 11.0459 | 5.523 | 3.682 | 2.7615 | 2.2092 | 1.841 | 1.578 | 1.3807 | 1.2273 | 1.1046 | 0.5523 | 0.3682 | 0.27615 | 0.22092 | 0.1841 | 0.1578 | 0.13807 | 0.12273 | 0.11046 | 0.05523 | 0.03682 | 0.027615 | 0.022092 | 0.01841 | 0.01578 | 0.013807 | 0.012273 | 0.011046
0.075 | 20 | 18.3003 | 15.2503 | 13.0717 | 11.4377 | 10.1669 | 9.1502 | 4.5751 | 3.0501 | 2.2875 | 1.83 | 1.525 | 1.3072 | 1.1438 | 1.0167 | 0.91502 | 0.45751 | 0.30501 | 0.22875 | 0.183 | 0.1525 | 0.13072 | 0.11438 | 0.10167 | 0.091502 | 0.045751 | 0.030501 | 0.022875 | 0.0183 | 0.01525 | 0.013072 | 0.011438 | 0.010167 | 0.0091502
0.075 | 25 | 10.8863 | 9.0719 | 7.7759 | 6.8039 | 6.0479 | 5.4431 | 2.7216 | 1.8144 | 1.3608 | 1.0886 | 0.90719 | 0.77759 | 0.68039 | 0.60479 | 0.54431 | 0.27216 | 0.18144 | 0.13608 | 0.10886 | 0.090719 | 0.077759 | 0.068039 | 0.060479 | 0.054431 | 0.027216 | 0.018144 | 0.013608 | 0.010886 | 0.0090719 | 0.0077759 | 0.0068039 | 0.0060479 | 0.0054431
0.075 | 30 | 7.2889 | 6.0741 | 5.2064 | 4.5556 | 4.0494 | 3.6445 | 1.8222 | 1.2148 | 0.91111 | 0.72889 | 0.60741 | 0.52064 | 0.45556 | 0.40494 | 0.36445 | 0.18222 | 0.12148 | 0.091111 | 0.072889 | 0.060741 | 0.052064 | 0.045556 | 0.040494 | 0.036445 | 0.018222 | 0.012148 | 0.0091111 | 0.0072889 | 0.0060741 | 0.0052064 | 0.0045556 | 0.0040494 | 0.0036445
0.075 | 35 | 5.2564 | 4.3804 | 3.7546 | 3.2853 | 2.9202 | 2.6282 | 1.3141 | 0.87607 | 0.65705 | 0.52564 | 0.43804 | 0.37546 | 0.32853 | 0.29202 | 0.26282 | 0.13141 | 0.087607 | 0.065705 | 0.052564 | 0.043804 | 0.037546 | 0.032853 | 0.029202 | 0.026282 | 0.013141 | 0.0087607 | 0.0065705 | 0.0052564 | 0.0043804 | 0.0037546 | 0.0032853 | 0.0029202 | 0.0026282
0.075 | 40 | 3.967 | 3.3059 | 2.8336 | 2.4794 | 2.2039 | 1.9835 | 0.99176 | 0.66117 | 0.49588 | 0.3967 | 0.33059 | 0.28336 | 0.24794 | 0.22039 | 0.19835 | 0.099176 | 0.066117 | 0.049588 | 0.03967 | 0.033059 | 0.028336 | 0.024794 | 0.022039 | 0.019835 | 0.0099176 | 0.0066117 | 0.0049588 | 0.003967 | 0.0033059 | 0.0028336 | 0.0024794 | 0.0022039 | 0.0019835
0.075 | 45 | 3.107 | 2.5891 | 2.2193 | 1.9419 | 1.7261 | 1.5535 | 0.77674 | 0.51783 | 0.38837 | 0.3107 | 0.25891 | 0.22193 | 0.19419 | 0.17261 | 0.15535 | 0.077674 | 0.051783 | 0.038837 | 0.03107 | 0.025891 | 0.022193 | 0.019419 | 0.017261 | 0.015535 | 0.0077674 | 0.0051783 | 0.0038837 | 0.003107 | 0.0025891 | 0.0022193 | 0.0019419 | 0.0017261 | 0.0015535
0.075 | 50 | 2.4933 | 2.0777 | 1.7809 | 1.5583 | 1.3852 | 1.2466 | 0.62332 | 0.41555 | 0.31166 | 0.24933 | 0.20777 | 0.17809 | 0.15583 | 0.13852 | 0.12466 | 0.062332 | 0.041555 | 0.031166 | 0.024933 | 0.020777 | 0.017809 | 0.015583 | 0.013852 | 0.012466 | 0.0062332 | 0.0041555 | 0.0031166 | 0.0024933 | 0.0020777 | 0.0017809 | 0.0015583 | 0.0013852 | 0.0012466
0.075 | 55 | 2.0555 | 1.7129 | 1.4682 | 1.2847 | 1.142 | 1.0278 | 0.51388 | 0.34259 | 0.25694 | 0.20555 | 0.17129 | 0.14682 | 0.12847 | 0.1142 | 0.10278 | 0.051388 | 0.034259 | 0.025694 | 0.020555 | 0.017129 | 0.014682 | 0.012847 | 0.01142 | 0.010278 | 0.0051388 | 0.0034259 | 0.0025694 | 0.0020555 | 0.0017129 | 0.0014682 | 0.0012847 | 0.001142 | 0.0010278
0.075 | 60 | 1.692 | 1.41 | 1.2086 | 1.0575 | 0.94002 | 0.84602 | 0.42301 | 0.28201 | 0.2115 | 0.1692 | 0.141 | 0.12086 | 0.10575 | 0.094002 | 0.084602 | 0.042301 | 0.028201 | 0.02115 | 0.01692 | 0.0141 | 0.012086 | 0.010575 | 0.0094002 | 0.0084602 | 0.0042301 | 0.0028201 | 0.002115 | 0.001692 | 0.00141 | 0.0012086 | 0.0010575 | 0.00094002 | 0.00084602
0.075 | 65 | 1.4491 | 1.2076 | 1.0351 | 0.90572 | 0.80508 | 0.72457 | 0.36229 | 0.24152 | 0.18114 | 0.14491 | 0.12076 | 0.10351 | 0.090572 | 0.080508 | 0.072457 | 0.036229 | 0.024152 | 0.018114 | 0.014491 | 0.012076 | 0.010351 | 0.0090572 | 0.0080508 | 0.0072457 | 0.0036229 | 0.0024152 | 0.0018114 | 0.0014491 | 0.0012076 | 0.0010351 | 0.00090572 | 0.00080508 | 0.00072457
0.075 | 70 | 1.2364 | 1.0303 | 0.88311 | 0.77272 | 0.68686 | 0.61818 | 0.30909 | 0.20606 | 0.15454 | 0.12364 | 0.10303 | 0.088311 | 0.077272 | 0.068686 | 0.061818 | 0.030909 | 0.020606 | 0.015454 | 0.012364 | 0.010303 | 0.0088311 | 0.0077272 | 0.0068686 | 0.0061818 | 0.0030909 | 0.0020606 | 0.0015454 | 0.0012364 | 0.0010303 | 0.00088311 | 0.00077272 | 0.00068686 | 0.00061818
0.075 | 75 | 1.0758 | 0.89646 | 0.7684 | 0.67235 | 0.59764 | 0.53788 | 0.26894 | 0.17929 | 0.13447 | 0.10758 | 0.089646 | 0.07684 | 0.067235 | 0.059764 | 0.053788 | 0.026894 | 0.017929 | 0.013447 | 0.010758 | 0.0089646 | 0.007684 | 0.0067235 | 0.0059764 | 0.0053788 | 0.0026894 | 0.0017929 | 0.0013447 | 0.0010758 | 0.00089646 | 0.0007684 | 0.00067235 | 0.00059764 | 0.00053788
0.075 | 80 | 0.94156 | 0.78464 | 0.67254 | 0.58848 | 0.52309 | 0.47078 | 0.23539 | 0.15693 | 0.1177 | 0.094156 | 0.078464 | 0.067254 | 0.058848 | 0.052309 | 0.047078 | 0.023539 | 0.015693 | 0.01177 | 0.0094156 | 0.0078464 | 0.0067254 | 0.0058848 | 0.0052309 | 0.0047078 | 0.0023539 | 0.0015693 | 0.001177 | 0.00094156 | 0.00078464 | 0.00067254 | 0.00058848 | 0.00052309 | 0.00047078
0.075 | 85 | 0.8375 | 0.69791 | 0.59821 | 0.52344 | 0.46528 | 0.41875 | 0.20937 | 0.13958 | 0.10469 | 0.08375 | 0.069791 | 0.059821 | 0.052344 | 0.046528 | 0.041875 | 0.020937 | 0.013958 | 0.010469 | 0.008375 | 0.0069791 | 0.0059821 | 0.0052344 | 0.0046528 | 0.0041875 | 0.0020937 | 0.0013958 | 0.0010469 | 0.0008375 | 0.00069791 | 0.00059821 | 0.00052344 | 0.00046528 | 0.00041875
0.075 | 90 | 0.73124 | 0.60937 | 0.52232 | 0.45703 | 0.40625 | 0.36562 | 0.18281 | 0.12187 | 0.091405 | 0.073124 | 0.060937 | 0.052232 | 0.045703 | 0.040625 | 0.036562 | 0.018281 | 0.012187 | 0.0091405 | 0.0073124 | 0.0060937 | 0.0052232 | 0.0045703 | 0.0040625 | 0.0036562 | 0.0018281 | 0.0012187 | 0.00091405 | 0.00073124 | 0.00060937 | 0.00052232 | 0.00045703 | 0.00040625 | 0.00036562
0.075 | 95 | 0.65577 | 0.54648 | 0.46841 | 0.40986 | 0.36432 | 0.32789 | 0.16394 | 0.1093 | 0.081971 | 0.065577 | 0.054648 | 0.046841 | 0.040986 | 0.036432 | 0.032789 | 0.016394 | 0.01093 | 0.0081971 | 0.0065577 | 0.0054648 | 0.0046841 | 0.0040986 | 0.0036432 | 0.0032789 | 0.0016394 | 0.001093 | 0.00081971 | 0.00065577 | 0.00054648 | 0.00046841 | 0.00040986 | 0.00036432 | 0.00032789
0.075 | 100 | 0.60132 | 0.5011 | 0.42952 | 0.37583 | 0.33407 | 0.30066 | 0.15033 | 0.10022 | 0.075165 | 0.060132 | 0.05011 | 0.042952 | 0.037583 | 0.033407 | 0.030066 | 0.015033 | 0.010022 | 0.0075165 | 0.0060132 | 0.005011 | 0.0042952 | 0.0037583 | 0.0033407 | 0.0030066 | 0.0015033 | 0.0010022 | 0.00075165 | 0.00060132 | 0.0005011 | 0.00042952 | 0.00037583 | 0.00033407 | 0.00030066
0.08 | 0.1 | 3743.9733 | 3119.9777 | 2674.2666 | 2339.9833 | 2079.9852 | 1871.9866 | 935.9933 | 623.9955 | 467.9967 | 374.3973 | 311.9978 | 267.4267 | 233.9983 | 207.9985 | 187.1987 | 93.5993 | 62.3996 | 46.7997 | 37.4397 | 31.1998 | 26.7427 | 23.3998 | 20.7999 | 18.7199 | 9.3599 | 6.24 | 4.68 | 3.744 | 3.12 | 2.6743 | 2.34 | 2.08 | 1.872
0.08 | 0.2 | 1539.4909 | 1282.9091 | 1099.6363 | 962.1818 | 855.2727 | 769.7454 | 384.8727 | 256.5818 | 192.4364 | 153.9491 | 128.2909 | 109.9636 | 96.2182 | 85.5273 | 76.9745 | 38.4873 | 25.6582 | 19.2436 | 15.3949 | 12.8291 | 10.9964 | 9.6218 | 8.5527 | 7.6975 | 3.8487 | 2.5658 | 1.9244 | 1.5395 | 1.2829 | 1.0996 | 0.96218 | 0.85527 | 0.76975
0.08 | 0.3 | 669.6347 | 558.0289 | 478.3105 | 418.5217 | 372.0193 | 334.8174 | 167.4087 | 111.6058 | 83.7043 | 66.9635 | 55.8029 | 47.8311 | 41.8522 | 37.2019 | 33.4817 | 16.7409 | 11.1606 | 8.3704 | 6.6963 | 5.5803 | 4.7831 | 4.1852 | 3.7202 | 3.3482 | 1.6741 | 1.1161 | 0.83704 | 0.66963 | 0.55803 | 0.47831 | 0.41852 | 0.37202 | 0.33482
0.08 | 0.4 | 457.8362 | 381.5302 | 327.0259 | 286.1476 | 254.3534 | 228.9181 | 114.4591 | 76.306 | 57.2295 | 45.7836 | 38.153 | 32.7026 | 28.6148 | 25.4353 | 22.8918 | 11.4459 | 7.6306 | 5.723 | 4.5784 | 3.8153 | 3.2703 | 2.8615 | 2.5435 | 2.2892 | 1.1446 | 0.76306 | 0.5723 | 0.45784 | 0.38153 | 0.32703 | 0.28615 | 0.25435 | 0.22892
0.08 | 0.5 | 363.1494 | 302.6245 | 259.3924 | 226.9684 | 201.7497 | 181.5747 | 90.7874 | 60.5249 | 45.3937 | 36.3149 | 30.2625 | 25.9392 | 22.6968 | 20.175 | 18.1575 | 9.0787 | 6.0525 | 4.5394 | 3.6315 | 3.0262 | 2.5939 | 2.2697 | 2.0175 | 1.8157 | 0.90787 | 0.60525 | 0.45394 | 0.36315 | 0.30262 | 0.25939 | 0.22697 | 0.20175 | 0.18157
0.08 | 0.6 | 378.0852 | 315.071 | 270.0608 | 236.3032 | 210.0473 | 189.0426 | 94.5213 | 63.0142 | 47.2606 | 37.8085 | 31.5071 | 27.0061 | 23.6303 | 21.0047 | 18.9043 | 9.4521 | 6.3014 | 4.7261 | 3.7809 | 3.1507 | 2.7006 | 2.363 | 2.1005 | 1.8904 | 0.94521 | 0.63014 | 0.47261 | 0.37809 | 0.31507 | 0.27006 | 0.2363 | 0.21005 | 0.18904
0.08 | 0.7 | 389.8405 | 324.867 | 278.4575 | 243.6503 | 216.578 | 194.9202 | 97.4601 | 64.9734 | 48.7301 | 38.984 | 32.4867 | 27.8457 | 24.365 | 21.6578 | 19.492 | 9.746 | 6.4973 | 4.873 | 3.8984 | 3.2487 | 2.7846 | 2.4365 | 2.1658 | 1.9492 | 0.9746 | 0.64973 | 0.4873 | 0.38984 | 0.32487 | 0.27846 | 0.24365 | 0.21658 | 0.19492
0.08 | 0.8 | 399.2557 | 332.7131 | 285.1827 | 249.5348 | 221.8087 | 199.6279 | 99.8139 | 66.5426 | 49.907 | 39.9256 | 33.2713 | 28.5183 | 24.9535 | 22.1809 | 19.9628 | 9.9814 | 6.6543 | 4.9907 | 3.9926 | 3.3271 | 2.8518 | 2.4953 | 2.2181 | 1.9963 | 0.99814 | 0.66543 | 0.49907 | 0.39926 | 0.33271 | 0.28518 | 0.24953 | 0.22181 | 0.19963
0.08 | 0.9 | 418.6534 | 348.8779 | 299.0382 | 261.6584 | 232.5852 | 209.3267 | 104.6634 | 69.7756 | 52.3317 | 41.8653 | 34.8878 | 29.9038 | 26.1658 | 23.2585 | 20.9327 | 10.4663 | 6.9776 | 5.2332 | 4.1865 | 3.4888 | 2.9904 | 2.6166 | 2.3259 | 2.0933 | 1.0466 | 0.69776 | 0.52332 | 0.41865 | 0.34888 | 0.29904 | 0.26166 | 0.23259 | 0.20933
0.08 | 1 | 447.6927 | 373.0773 | 319.7805 | 279.808 | 248.7182 | 223.8464 | 111.9232 | 74.6155 | 55.9616 | 44.7693 | 37.3077 | 31.9781 | 27.9808 | 24.8718 | 22.3846 | 11.1923 | 7.4615 | 5.5962 | 4.4769 | 3.7308 | 3.1978 | 2.7981 | 2.4872 | 2.2385 | 1.1192 | 0.74615 | 0.55962 | 0.44769 | 0.37308 | 0.31978 | 0.27981 | 0.24872 | 0.22385
0.08 | 1.25 | 530.1017 | 441.7514 | 378.6441 | 331.3136 | 294.5009 | 265.0508 | 132.5254 | 88.3503 | 66.2627 | 53.0102 | 44.1751 | 37.8644 | 33.1314 | 29.4501 | 26.5051 | 13.2525 | 8.835 | 6.6263 | 5.301 | 4.4175 | 3.7864 | 3.3131 | 2.945 | 2.6505 | 1.3253 | 0.8835 | 0.66263 | 0.5301 | 0.44175 | 0.37864 | 0.33131 | 0.2945 | 0.26505
0.08 | 1.5 | 734.2093 | 611.8411 | 524.4352 | 458.8808 | 407.894 | 367.1046 | 183.5523 | 122.3682 | 91.7762 | 73.4209 | 61.1841 | 52.4435 | 45.8881 | 40.7894 | 36.7105 | 18.3552 | 12.2368 | 9.1776 | 7.3421 | 6.1184 | 5.2444 | 4.5888 | 4.0789 | 3.671 | 1.8355 | 1.2237 | 0.91776 | 0.73421 | 0.61184 | 0.52444 | 0.45888 | 0.40789 | 0.3671
0.08 | 1.75 | 1336.6909 | 1113.909 | 954.7792 | 835.4318 | 742.606 | 668.3454 | 334.1727 | 222.7818 | 167.0864 | 133.6691 | 111.3909 | 95.4779 | 83.5432 | 74.2606 | 66.8345 | 33.4173 | 22.2782 | 16.7086 | 13.3669 | 11.1391 | 9.5478 | 8.3543 | 7.4261 | 6.6835 | 3.3417 | 2.2278 | 1.6709 | 1.3367 | 1.1139 | 0.95478 | 0.83543 | 0.74261 | 0.66835
0.08 | 2 | 1700.5079 | 1417.0899 | 1214.6485 | 1062.8174 | 944.7266 | 850.2539 | 425.127 | 283.418 | 212.5635 | 170.0508 | 141.709 | 121.4648 | 106.2817 | 94.4727 | 85.0254 | 42.5127 | 28.3418 | 21.2563 | 17.0051 | 14.1709 | 12.1465 | 10.6282 | 9.4473 | 8.5025 | 4.2513 | 2.8342 | 2.1256 | 1.7005 | 1.4171 | 1.2146 | 1.0628 | 0.94473 | 0.85025
0.08 | 2.25 | 1851.0262 | 1542.5218 | 1322.1616 | 1156.8914 | 1028.3479 | 925.5131 | 462.7565 | 308.5044 | 231.3783 | 185.1026 | 154.2522 | 132.2162 | 115.6891 | 102.8348 | 92.5513 | 46.2757 | 30.8504 | 23.1378 | 18.5103 | 15.4252 | 13.2216 | 11.5689 | 10.2835 | 9.2551 | 4.6276 | 3.085 | 2.3138 | 1.851 | 1.5425 | 1.3222 | 1.1569 | 1.0283 | 0.92551
0.08 | 2.5 | 1259.8063 | 1049.8386 | 899.8616 | 787.3789 | 699.8924 | 629.9031 | 314.9516 | 209.9677 | 157.4758 | 125.9806 | 104.9839 | 89.9862 | 78.7379 | 69.9892 | 62.9903 | 31.4952 | 20.9968 | 15.7476 | 12.5981 | 10.4984 | 8.9986 | 7.8738 | 6.9989 | 6.299 | 3.1495 | 2.0997 | 1.5748 | 1.2598 | 1.0498 | 0.89986 | 0.78738 | 0.69989 | 0.6299
0.08 | 2.75 | 699.2149 | 582.6791 | 499.4392 | 437.0093 | 388.4527 | 349.6074 | 174.8037 | 116.5358 | 87.4019 | 69.9215 | 58.2679 | 49.9439 | 43.7009 | 38.8453 | 34.9607 | 17.4804 | 11.6536 | 8.7402 | 6.9921 | 5.8268 | 4.9944 | 4.3701 | 3.8845 | 3.4961 | 1.748 | 1.1654 | 0.87402 | 0.69921 | 0.58268 | 0.49944 | 0.43701 | 0.38845 | 0.34961
0.08 | 3 | 478.9589 | 399.1324 | 342.1135 | 299.3493 | 266.0883 | 239.4794 | 119.7397 | 79.8265 | 59.8699 | 47.8959 | 39.9132 | 34.2113 | 29.9349 | 26.6088 | 23.9479 | 11.974 | 7.9826 | 5.987 | 4.7896 | 3.9913 | 3.4211 | 2.9935 | 2.6609 | 2.3948 | 1.1974 | 0.79826 | 0.5987 | 0.47896 | 0.39913 | 0.34211 | 0.29935 | 0.26609 | 0.23948
0.08 | 3.25 | 375.8565 | 313.2138 | 268.4689 | 234.9103 | 208.8092 | 187.9283 | 93.9641 | 62.6428 | 46.9821 | 37.5857 | 31.3214 | 26.8469 | 23.491 | 20.8809 | 18.7928 | 9.3964 | 6.2643 | 4.6982 | 3.7586 | 3.1321 | 2.6847 | 2.3491 | 2.0881 | 1.8793 | 0.93964 | 0.62643 | 0.46982 | 0.37586 | 0.31321 | 0.26847 | 0.23491 | 0.20881 | 0.18793
0.08 | 3.5 | 356.5283 | 297.107 | 254.6631 | 222.8302 | 198.0713 | 178.2642 | 89.1321 | 59.4214 | 44.566 | 35.6528 | 29.7107 | 25.4663 | 22.283 | 19.8071 | 17.8264 | 8.9132 | 5.9421 | 4.4566 | 3.5653 | 2.9711 | 2.5466 | 2.2283 | 1.9807 | 1.7826 | 0.89132 | 0.59421 | 0.44566 | 0.35653 | 0.29711 | 0.25466 | 0.22283 | 0.19807 | 0.17826
0.08 | 3.75 | 357.963 | 298.3025 | 255.6879 | 223.7269 | 198.8684 | 178.9815 | 89.4908 | 59.6605 | 44.7454 | 35.7963 | 29.8303 | 25.5688 | 22.3727 | 19.8868 | 17.8982 | 8.9491 | 5.9661 | 4.4745 | 3.5796 | 2.983 | 2.5569 | 2.2373 | 1.9887 | 1.7898 | 0.89491 | 0.59661 | 0.44745 | 0.35796 | 0.2983 | 0.25569 | 0.22373 | 0.19887 | 0.17898
0.08 | 4 | 350.9294 | 292.4412 | 250.6639 | 219.3309 | 194.9608 | 175.4647 | 87.7324 | 58.4882 | 43.8662 | 35.0929 | 29.2441 | 25.0664 | 21.9331 | 19.4961 | 17.5465 | 8.7732 | 5.8488 | 4.3866 | 3.5093 | 2.9244 | 2.5066 | 2.1933 | 1.9496 | 1.7546 | 0.87732 | 0.58488 | 0.43866 | 0.35093 | 0.29244 | 0.25066 | 0.21933 | 0.19496 | 0.17546
0.08 | 4.25 | 385.051 | 320.8759 | 275.0365 | 240.6569 | 213.9172 | 192.5255 | 96.2628 | 64.1752 | 48.1314 | 38.5051 | 32.0876 | 27.5036 | 24.0657 | 21.3917 | 19.2526 | 9.6263 | 6.4175 | 4.8131 | 3.8505 | 3.2088 | 2.7504 | 2.4066 | 2.1392 | 1.9253 | 0.96263 | 0.64175 | 0.48131 | 0.38505 | 0.32088 | 0.27504 | 0.24066 | 0.21392 | 0.19253
0.08 | 4.5 | 431.4421 | 359.5351 | 308.173 | 269.6513 | 239.6901 | 215.7211 | 107.8605 | 71.907 | 53.9303 | 43.1442 | 35.9535 | 30.8173 | 26.9651 | 23.969 | 21.5721 | 10.7861 | 7.1907 | 5.393 | 4.3144 | 3.5954 | 3.0817 | 2.6965 | 2.3969 | 2.1572 | 1.0786 | 0.71907 | 0.5393 | 0.43144 | 0.35954 | 0.30817 | 0.26965 | 0.23969 | 0.21572
0.08 | 4.75 | 370.8248 | 309.0207 | 264.8749 | 231.7655 | 206.0138 | 185.4124 | 92.7062 | 61.8041 | 46.3531 | 37.0825 | 30.9021 | 26.4875 | 23.1765 | 20.6014 | 18.5412 | 9.2706 | 6.1804 | 4.6353 | 3.7082 | 3.0902 | 2.6487 | 2.3177 | 2.0601 | 1.8541 | 0.92706 | 0.61804 | 0.46353 | 0.37082 | 0.30902 | 0.26487 | 0.23177 | 0.20601 | 0.18541
0.08 | 5 | 272.1159 | 226.7632 | 194.3685 | 170.0724 | 151.1755 | 136.0579 | 68.029 | 45.3526 | 34.0145 | 27.2116 | 22.6763 | 19.4368 | 17.0072 | 15.1175 | 13.6058 | 6.8029 | 4.5353 | 3.4014 | 2.7212 | 2.2676 | 1.9437 | 1.7007 | 1.5118 | 1.3606 | 0.68029 | 0.45353 | 0.34014 | 0.27212 | 0.22676 | 0.19437 | 0.17007 | 0.15118 | 0.13606
0.08 | 5.5 | 201.3965 | 167.8304 | 143.8546 | 125.8728 | 111.8869 | 100.6982 | 50.3491 | 33.5661 | 25.1746 | 20.1396 | 16.783 | 14.3855 | 12.5873 | 11.1887 | 10.0698 | 5.0349 | 3.3566 | 2.5175 | 2.014 | 1.6783 | 1.4385 | 1.2587 | 1.1189 | 1.007 | 0.50349 | 0.33566 | 0.25175 | 0.2014 | 0.16783 | 0.14385 | 0.12587 | 0.11189 | 0.1007
0.08 | 6 | 170.4631 | 142.0526 | 121.7594 | 106.5395 | 94.7017 | 85.2316 | 42.6158 | 28.4105 | 21.3079 | 17.0463 | 14.2053 | 12.1759 | 10.6539 | 9.4702 | 8.5232 | 4.2616 | 2.8411 | 2.1308 | 1.7046 | 1.4205 | 1.2176 | 1.0654 | 0.94702 | 0.85232 | 0.42616 | 0.28411 | 0.21308 | 0.17046 | 0.14205 | 0.12176 | 0.10654 | 0.094702 | 0.085232
0.08 | 6.5 | 183.1616 | 152.6347 | 130.8297 | 114.476 | 101.7565 | 91.5808 | 45.7904 | 30.5269 | 22.8952 | 18.3162 | 15.2635 | 13.083 | 11.4476 | 10.1756 | 9.1581 | 4.579 | 3.0527 | 2.2895 | 1.8316 | 1.5263 | 1.3083 | 1.1448 | 1.0176 | 0.91581 | 0.4579 | 0.30527 | 0.22895 | 0.18316 | 0.15263 | 0.13083 | 0.11448 | 0.10176 | 0.091581
0.08 | 7 | 169.8984 | 141.582 | 121.356 | 106.1865 | 94.388 | 84.9492 | 42.4746 | 28.3164 | 21.2373 | 16.9898 | 14.1582 | 12.1356 | 10.6187 | 9.4388 | 8.4949 | 4.2475 | 2.8316 | 2.1237 | 1.699 | 1.4158 | 1.2136 | 1.0619 | 0.94388 | 0.84949 | 0.42475 | 0.28316 | 0.21237 | 0.1699 | 0.14158 | 0.12136 | 0.10619 | 0.094388 | 0.084949
0.08 | 7.5 | 128.5873 | 107.1561 | 91.8481 | 80.3671 | 71.4374 | 64.2937 | 32.1468 | 21.4312 | 16.0734 | 12.8587 | 10.7156 | 9.1848 | 8.0367 | 7.1437 | 6.4294 | 3.2147 | 2.1431 | 1.6073 | 1.2859 | 1.0716 | 0.91848 | 0.80367 | 0.71437 | 0.64294 | 0.32147 | 0.21431 | 0.16073 | 0.12859 | 0.10716 | 0.091848 | 0.080367 | 0.071437 | 0.064294
0.08 | 8 | 96.4926 | 80.4105 | 68.9233 | 60.3079 | 53.607 | 48.2463 | 24.1231 | 16.0821 | 12.0616 | 9.6493 | 8.041 | 6.8923 | 6.0308 | 5.3607 | 4.8246 | 2.4123 | 1.6082 | 1.2062 | 0.96493 | 0.8041 | 0.68923 | 0.60308 | 0.53607 | 0.48246 | 0.24123 | 0.16082 | 0.12062 | 0.096493 | 0.08041 | 0.068923 | 0.060308 | 0.053607 | 0.048246
0.08 | 8.5 | 89.8855 | 74.9046 | 64.204 | 56.1785 | 49.9364 | 44.9428 | 22.4714 | 14.9809 | 11.2357 | 8.9886 | 7.4905 | 6.4204 | 5.6178 | 4.9936 | 4.4943 | 2.2471 | 1.4981 | 1.1236 | 0.89886 | 0.74905 | 0.64204 | 0.56178 | 0.49936 | 0.44943 | 0.22471 | 0.14981 | 0.11236 | 0.089886 | 0.074905 | 0.064204 | 0.056178 | 0.049936 | 0.044943
0.08 | 9 | 81.0354 | 67.5295 | 57.8824 | 50.6471 | 45.0197 | 40.5177 | 20.2589 | 13.5059 | 10.1294 | 8.1035 | 6.753 | 5.7882 | 5.0647 | 4.502 | 4.0518 | 2.0259 | 1.3506 | 1.0129 | 0.81035 | 0.6753 | 0.57882 | 0.50647 | 0.4502 | 0.40518 | 0.20259 | 0.13506 | 0.10129 | 0.081035 | 0.06753 | 0.057882 | 0.050647 | 0.04502 | 0.040518
0.08 | 9.5 | 71.2526 | 59.3772 | 50.8947 | 44.5329 | 39.5848 | 35.6263 | 17.8132 | 11.8754 | 8.9066 | 7.1253 | 5.9377 | 5.0895 | 4.4533 | 3.9585 | 3.5626 | 1.7813 | 1.1875 | 0.89066 | 0.71253 | 0.59377 | 0.50895 | 0.44533 | 0.39585 | 0.35626 | 0.17813 | 0.11875 | 0.089066 | 0.071253 | 0.059377 | 0.050895 | 0.044533 | 0.039585 | 0.035626
0.08 | 10 | 67.898 | 56.5816 | 48.4986 | 42.4362 | 37.7211 | 33.949 | 16.9745 | 11.3163 | 8.4872 | 6.7898 | 5.6582 | 4.8499 | 4.2436 | 3.7721 | 3.3949 | 1.6974 | 1.1316 | 0.84872 | 0.67898 | 0.56582 | 0.48499 | 0.42436 | 0.37721 | 0.33949 | 0.16974 | 0.11316 | 0.084872 | 0.067898 | 0.056582 | 0.048499 | 0.042436 | 0.037721 | 0.033949
0.08 | 12 | 52.5793 | 43.8161 | 37.5567 | 32.8621 | 29.2107 | 26.2897 | 13.1448 | 8.7632 | 6.5724 | 5.2579 | 4.3816 | 3.7557 | 3.2862 | 2.9211 | 2.629 | 1.3145 | 0.87632 | 0.65724 | 0.52579 | 0.43816 | 0.37557 | 0.32862 | 0.29211 | 0.2629 | 0.13145 | 0.087632 | 0.065724 | 0.052579 | 0.043816 | 0.037557 | 0.032862 | 0.029211 | 0.02629
0.08 | 14 | 40.1791 | 33.4826 | 28.6994 | 25.1119 | 22.3217 | 20.0896 | 10.0448 | 6.6965 | 5.0224 | 4.0179 | 3.3483 | 2.8699 | 2.5112 | 2.2322 | 2.009 | 1.0045 | 0.66965 | 0.50224 | 0.40179 | 0.33483 | 0.28699 | 0.25112 | 0.22322 | 0.2009 | 0.10045 | 0.066965 | 0.050224 | 0.040179 | 0.033483 | 0.028699 | 0.025112 | 0.022322 | 0.02009
0.08 | 16 | 26.2256 | 21.8547 | 18.7326 | 16.391 | 14.5698 | 13.1128 | 6.5564 | 4.3709 | 3.2782 | 2.6226 | 2.1855 | 1.8733 | 1.6391 | 1.457 | 1.3113 | 0.65564 | 0.43709 | 0.32782 | 0.26226 | 0.21855 | 0.18733 | 0.16391 | 0.1457 | 0.13113 | 0.065564 | 0.043709 | 0.032782 | 0.026226 | 0.021855 | 0.018733 | 0.016391 | 0.01457 | 0.013113
0.08 | 18 | 21.4868 | 17.9057 | 15.3477 | 13.4293 | 11.9371 | 10.7434 | 5.3717 | 3.5811 | 2.6859 | 2.1487 | 1.7906 | 1.5348 | 1.3429 | 1.1937 | 1.0743 | 0.53717 | 0.35811 | 0.26859 | 0.21487 | 0.17906 | 0.15348 | 0.13429 | 0.11937 | 0.10743 | 0.053717 | 0.035811 | 0.026859 | 0.021487 | 0.017906 | 0.015348 | 0.013429 | 0.011937 | 0.010743
0.08 | 20 | 17.6911 | 14.7425 | 12.6365 | 11.0569 | 9.8284 | 8.8455 | 4.4228 | 2.9485 | 2.2114 | 1.7691 | 1.4743 | 1.2636 | 1.1057 | 0.98284 | 0.88455 | 0.44228 | 0.29485 | 0.22114 | 0.17691 | 0.14743 | 0.12636 | 0.11057 | 0.098284 | 0.088455 | 0.044228 | 0.029485 | 0.022114 | 0.017691 | 0.014743 | 0.012636 | 0.011057 | 0.0098284 | 0.0088455
0.08 | 25 | 10.5903 | 8.8252 | 7.5645 | 6.6189 | 5.8835 | 5.2951 | 2.6476 | 1.765 | 1.3238 | 1.059 | 0.88252 | 0.75645 | 0.66189 | 0.58835 | 0.52951 | 0.26476 | 0.1765 | 0.13238 | 0.1059 | 0.088252 | 0.075645 | 0.066189 | 0.058835 | 0.052951 | 0.026476 | 0.01765 | 0.013238 | 0.01059 | 0.0088252 | 0.0075645 | 0.0066189 | 0.0058835 | 0.0052951
0.08 | 30 | 7.0794 | 5.8995 | 5.0567 | 4.4246 | 3.933 | 3.5397 | 1.7699 | 1.1799 | 0.88493 | 0.70794 | 0.58995 | 0.50567 | 0.44246 | 0.3933 | 0.35397 | 0.17699 | 0.11799 | 0.088493 | 0.070794 | 0.058995 | 0.050567 | 0.044246 | 0.03933 | 0.035397 | 0.017699 | 0.011799 | 0.0088493 | 0.0070794 | 0.0058995 | 0.0050567 | 0.0044246 | 0.003933 | 0.0035397
0.08 | 35 | 5.1239 | 4.2699 | 3.6599 | 3.2024 | 2.8466 | 2.5619 | 1.281 | 0.85398 | 0.64049 | 0.51239 | 0.42699 | 0.36599 | 0.32024 | 0.28466 | 0.25619 | 0.1281 | 0.085398 | 0.064049 | 0.051239 | 0.042699 | 0.036599 | 0.032024 | 0.028466 | 0.025619 | 0.01281 | 0.0085398 | 0.0064049 | 0.0051239 | 0.0042699 | 0.0036599 | 0.0032024 | 0.0028466 | 0.0025619
0.08 | 40 | 3.8756 | 3.2297 | 2.7683 | 2.4223 | 2.1531 | 1.9378 | 0.9689 | 0.64594 | 0.48445 | 0.38756 | 0.32297 | 0.27683 | 0.24223 | 0.21531 | 0.19378 | 0.09689 | 0.064594 | 0.048445 | 0.038756 | 0.032297 | 0.027683 | 0.024223 | 0.021531 | 0.019378 | 0.009689 | 0.0064594 | 0.0048445 | 0.0038756 | 0.0032297 | 0.0027683 | 0.0024223 | 0.0021531 | 0.0019378
0.08 | 45 | 3.0417 | 2.5348 | 2.1727 | 1.9011 | 1.6898 | 1.5209 | 0.76043 | 0.50695 | 0.38021 | 0.30417 | 0.25348 | 0.21727 | 0.19011 | 0.16898 | 0.15209 | 0.076043 | 0.050695 | 0.038021 | 0.030417 | 0.025348 | 0.021727 | 0.019011 | 0.016898 | 0.015209 | 0.0076043 | 0.0050695 | 0.0038021 | 0.0030417 | 0.0025348 | 0.0021727 | 0.0019011 | 0.0016898 | 0.0015209
0.08 | 50 | 2.4488 | 2.0407 | 1.7491 | 1.5305 | 1.3604 | 1.2244 | 0.6122 | 0.40813 | 0.3061 | 0.24488 | 0.20407 | 0.17491 | 0.15305 | 0.13604 | 0.12244 | 0.06122 | 0.040813 | 0.03061 | 0.024488 | 0.020407 | 0.017491 | 0.015305 | 0.013604 | 0.012244 | 0.006122 | 0.0040813 | 0.003061 | 0.0024488 | 0.0020407 | 0.0017491 | 0.0015305 | 0.0013604 | 0.0012244
0.08 | 55 | 2.0183 | 1.6819 | 1.4416 | 1.2614 | 1.1213 | 1.0091 | 0.50457 | 0.33638 | 0.25228 | 0.20183 | 0.16819 | 0.14416 | 0.12614 | 0.11213 | 0.10091 | 0.050457 | 0.033638 | 0.025228 | 0.020183 | 0.016819 | 0.014416 | 0.012614 | 0.011213 | 0.010091 | 0.0050457 | 0.0033638 | 0.0025228 | 0.0020183 | 0.0016819 | 0.0014416 | 0.0012614 | 0.0011213 | 0.0010091
0.08 | 60 | 1.6499 | 1.3749 | 1.1785 | 1.0312 | 0.91661 | 0.82495 | 0.41248 | 0.27498 | 0.20624 | 0.16499 | 0.13749 | 0.11785 | 0.10312 | 0.091661 | 0.082495 | 0.041248 | 0.027498 | 0.020624 | 0.016499 | 0.013749 | 0.011785 | 0.010312 | 0.0091661 | 0.0082495 | 0.0041248 | 0.0027498 | 0.0020624 | 0.0016499 | 0.0013749 | 0.0011785 | 0.0010312 | 0.00091661 | 0.00082495
0.08 | 65 | 1.427 | 1.1891 | 1.0193 | 0.89184 | 0.79275 | 0.71348 | 0.35674 | 0.23783 | 0.17837 | 0.1427 | 0.11891 | 0.10193 | 0.089184 | 0.079275 | 0.071348 | 0.035674 | 0.023783 | 0.017837 | 0.01427 | 0.011891 | 0.010193 | 0.0089184 | 0.0079275 | 0.0071348 | 0.0035674 | 0.0023783 | 0.0017837 | 0.001427 | 0.0011891 | 0.0010193 | 0.00089184 | 0.00079275 | 0.00071348
0.08 | 70 | 1.2175 | 1.0146 | 0.86966 | 0.76095 | 0.6764 | 0.60876 | 0.30438 | 0.20292 | 0.15219 | 0.12175 | 0.10146 | 0.086966 | 0.076095 | 0.06764 | 0.060876 | 0.030438 | 0.020292 | 0.015219 | 0.012175 | 0.010146 | 0.0086966 | 0.0076095 | 0.006764 | 0.0060876 | 0.0030438 | 0.0020292 | 0.0015219 | 0.0012175 | 0.0010146 | 0.00086966 | 0.00076095 | 0.0006764 | 0.00060876
0.08 | 75 | 1.0613 | 0.8844 | 0.75805 | 0.6633 | 0.5896 | 0.53064 | 0.26532 | 0.17688 | 0.13266 | 0.10613 | 0.08844 | 0.075805 | 0.06633 | 0.05896 | 0.053064 | 0.026532 | 0.017688 | 0.013266 | 0.010613 | 0.008844 | 0.0075805 | 0.006633 | 0.005896 | 0.0053064 | 0.0026532 | 0.0017688 | 0.0013266 | 0.0010613 | 0.0008844 | 0.00075805 | 0.0006633 | 0.0005896 | 0.00053064
0.08 | 80 | 0.92815 | 0.77346 | 0.66297 | 0.5801 | 0.51564 | 0.46408 | 0.23204 | 0.15469 | 0.11602 | 0.092815 | 0.077346 | 0.066297 | 0.05801 | 0.051564 | 0.046408 | 0.023204 | 0.015469 | 0.011602 | 0.0092815 | 0.0077346 | 0.0066297 | 0.005801 | 0.0051564 | 0.0046408 | 0.0023204 | 0.0015469 | 0.0011602 | 0.00092815 | 0.00077346 | 0.00066297 | 0.0005801 | 0.00051564 | 0.00046408
0.08 | 85 | 0.80964 | 0.6747 | 0.57831 | 0.50602 | 0.4498 | 0.40482 | 0.20241 | 0.13494 | 0.1012 | 0.080964 | 0.06747 | 0.057831 | 0.050602 | 0.04498 | 0.040482 | 0.020241 | 0.013494 | 0.01012 | 0.0080964 | 0.006747 | 0.0057831 | 0.0050602 | 0.004498 | 0.0040482 | 0.0020241 | 0.0013494 | 0.001012 | 0.00080964 | 0.0006747 | 0.00057831 | 0.00050602 | 0.0004498 | 0.00040482
0.08 | 90 | 0.72288 | 0.6024 | 0.51635 | 0.4518 | 0.4016 | 0.36144 | 0.18072 | 0.12048 | 0.09036 | 0.072288 | 0.06024 | 0.051635 | 0.04518 | 0.04016 | 0.036144 | 0.018072 | 0.012048 | 0.009036 | 0.0072288 | 0.006024 | 0.0051635 | 0.004518 | 0.004016 | 0.0036144 | 0.0018072 | 0.0012048 | 0.0009036 | 0.00072288 | 0.0006024 | 0.00051635 | 0.0004518 | 0.0004016 | 0.00036144
0.08 | 95 | 0.64843 | 0.54036 | 0.46316 | 0.40527 | 0.36024 | 0.32421 | 0.16211 | 0.10807 | 0.081054 | 0.064843 | 0.054036 | 0.046316 | 0.040527 | 0.036024 | 0.032421 | 0.016211 | 0.010807 | 0.0081054 | 0.0064843 | 0.0054036 | 0.0046316 | 0.0040527 | 0.0036024 | 0.0032421 | 0.0016211 | 0.0010807 | 0.00081054 | 0.00064843 | 0.00054036 | 0.00046316 | 0.00040527 | 0.00036024 | 0.00032421
0.08 | 100 | 0.58398 | 0.48665 | 0.41713 | 0.36499 | 0.32443 | 0.29199 | 0.14599 | 0.09733 | 0.072997 | 0.058398 | 0.048665 | 0.041713 | 0.036499 | 0.032443 | 0.029199 | 0.014599 | 0.009733 | 0.0072997 | 0.0058398 | 0.0048665 | 0.0041713 | 0.0036499 | 0.0032443 | 0.0029199 | 0.0014599 | 0.0009733 | 0.00072997 | 0.00058398 | 0.00048665 | 0.00041713 | 0.00036499 | 0.00032443 | 0.00029199
0.085 | 0.1 | 3662.4544 | 3052.0453 | 2616.0389 | 2289.034 | 2034.6969 | 1831.2272 | 915.6136 | 610.4091 | 457.8068 | 366.2454 | 305.2045 | 261.6039 | 228.9034 | 203.4697 | 183.1227 | 91.5614 | 61.0409 | 45.7807 | 36.6245 | 30.5205 | 26.1604 | 22.8903 | 20.347 | 18.3123 | 9.1561 | 6.1041 | 4.5781 | 3.6625 | 3.052 | 2.616 | 2.289 | 2.0347 | 1.8312
0.085 | 0.2 | 1480.0402 | 1233.3668 | 1057.1715 | 925.0251 | 822.2445 | 740.0201 | 370.01 | 246.6734 | 185.005 | 148.004 | 123.3367 | 105.7172 | 92.5025 | 82.2245 | 74.002 | 37.001 | 24.6673 | 18.5005 | 14.8004 | 12.3337 | 10.5717 | 9.2503 | 8.2224 | 7.4002 | 3.7001 | 2.4667 | 1.8501 | 1.48 | 1.2334 | 1.0572 | 0.92503 | 0.82224 | 0.74002
0.085 | 0.3 | 623.8718 | 519.8931 | 445.6227 | 389.9199 | 346.5954 | 311.9359 | 155.9679 | 103.9786 | 77.984 | 62.3872 | 51.9893 | 44.5623 | 38.992 | 34.6595 | 31.1936 | 15.5968 | 10.3979 | 7.7984 | 6.2387 | 5.1989 | 4.4562 | 3.8992 | 3.466 | 3.1194 | 1.5597 | 1.0398 | 0.77984 | 0.62387 | 0.51989 | 0.44562 | 0.38992 | 0.3466 | 0.31194
0.085 | 0.4 | 428.7043 | 357.2536 | 306.2174 | 267.9402 | 238.1691 | 214.3522 | 107.1761 | 71.4507 | 53.588 | 42.8704 | 35.7254 | 30.6217 | 26.794 | 23.8169 | 21.4352 | 10.7176 | 7.1451 | 5.3588 | 4.287 | 3.5725 | 3.0622 | 2.6794 | 2.3817 | 2.1435 | 1.0718 | 0.71451 | 0.53588 | 0.4287 | 0.35725 | 0.30622 | 0.26794 | 0.23817 | 0.21435
0.085 | 0.5 | 359.2828 | 299.4023 | 256.6306 | 224.5518 | 199.6016 | 179.6414 | 89.8207 | 59.8805 | 44.9104 | 35.9283 | 29.9402 | 25.6631 | 22.4552 | 19.9602 | 17.9641 | 8.9821 | 5.988 | 4.491 | 3.5928 | 2.994 | 2.5663 | 2.2455 | 1.996 | 1.7964 | 0.89821 | 0.5988 | 0.4491 | 0.35928 | 0.2994 | 0.25663 | 0.22455 | 0.1996 | 0.17964
0.085 | 0.6 | 377.8371 | 314.8642 | 269.8836 | 236.1482 | 209.9095 | 188.9185 | 94.4593 | 62.9728 | 47.2296 | 37.7837 | 31.4864 | 26.9884 | 23.6148 | 20.9909 | 18.8919 | 9.4459 | 6.2973 | 4.723 | 3.7784 | 3.1486 | 2.6988 | 2.3615 | 2.0991 | 1.8892 | 0.94459 | 0.62973 | 0.4723 | 0.37784 | 0.31486 | 0.26988 | 0.23615 | 0.20991 | 0.18892
0.085 | 0.7 | 389.3652 | 324.471 | 278.118 | 243.3533 | 216.314 | 194.6826 | 97.3413 | 64.8942 | 48.6707 | 38.9365 | 32.4471 | 27.8118 | 24.3353 | 21.6314 | 19.4683 | 9.7341 | 6.4894 | 4.8671 | 3.8937 | 3.2447 | 2.7812 | 2.4335 | 2.1631 | 1.9468 | 0.97341 | 0.64894 | 0.48671 | 0.38937 | 0.32447 | 0.27812 | 0.24335 | 0.21631 | 0.19468
0.085 | 0.8 | 399.0917 | 332.5764 | 285.0655 | 249.4323 | 221.7176 | 199.5458 | 99.7729 | 66.5153 | 49.8865 | 39.9092 | 33.2576 | 28.5065 | 24.9432 | 22.1718 | 19.9546 | 9.9773 | 6.6515 | 4.9886 | 3.9909 | 3.3258 | 2.8507 | 2.4943 | 2.2172 | 1.9955 | 0.99773 | 0.66515 | 0.49886 | 0.39909 | 0.33258 | 0.28507 | 0.24943 | 0.22172 | 0.19955
0.085 | 0.9 | 418.7608 | 348.9674 | 299.1149 | 261.7255 | 232.6449 | 209.3804 | 104.6902 | 69.7935 | 52.3451 | 41.8761 | 34.8967 | 29.9115 | 26.1726 | 23.2645 | 20.938 | 10.469 | 6.9793 | 5.2345 | 4.1876 | 3.4897 | 2.9911 | 2.6173 | 2.3264 | 2.0938 | 1.0469 | 0.69793 | 0.52345 | 0.41876 | 0.34897 | 0.29911 | 0.26173 | 0.23264 | 0.20938
0.085 | 1 | 447.2334 | 372.6945 | 319.4524 | 279.5209 | 248.463 | 223.6167 | 111.8083 | 74.5389 | 55.9042 | 44.7233 | 37.2694 | 31.9452 | 27.9521 | 24.8463 | 22.3617 | 11.1808 | 7.4539 | 5.5904 | 4.4723 | 3.7269 | 3.1945 | 2.7952 | 2.4846 | 2.2362 | 1.1181 | 0.74539 | 0.55904 | 0.44723 | 0.37269 | 0.31945 | 0.27952 | 0.24846 | 0.22362
0.085 | 1.25 | 528.8128 | 440.6774 | 377.7235 | 330.508 | 293.7849 | 264.4064 | 132.2032 | 88.1355 | 66.1016 | 52.8813 | 44.0677 | 37.7723 | 33.0508 | 29.3785 | 26.4406 | 13.2203 | 8.8135 | 6.6102 | 5.2881 | 4.4068 | 3.7772 | 3.3051 | 2.9378 | 2.6441 | 1.322 | 0.88135 | 0.66102 | 0.52881 | 0.44068 | 0.37772 | 0.33051 | 0.29378 | 0.26441
0.085 | 1.5 | 724.0226 | 603.3522 | 517.159 | 452.5142 | 402.2348 | 362.0113 | 181.0057 | 120.6704 | 90.5028 | 72.4023 | 60.3352 | 51.7159 | 45.2514 | 40.2235 | 36.2011 | 18.1006 | 12.067 | 9.0503 | 7.2402 | 6.0335 | 5.1716 | 4.5251 | 4.0223 | 3.6201 | 1.8101 | 1.2067 | 0.90503 | 0.72402 | 0.60335 | 0.51716 | 0.45251 | 0.40223 | 0.36201
0.085 | 1.75 | 1286.2736 | 1071.8946 | 918.7668 | 803.921 | 714.5964 | 643.1368 | 321.5684 | 214.3789 | 160.7842 | 128.6274 | 107.1895 | 91.8767 | 80.3921 | 71.4596 | 64.3137 | 32.1568 | 21.4379 | 16.0784 | 12.8627 | 10.7189 | 9.1877 | 8.0392 | 7.146 | 6.4314 | 3.2157 | 2.1438 | 1.6078 | 1.2863 | 1.0719 | 0.91877 | 0.80392 | 0.7146 | 0.64314
0.085 | 2 | 1623.0964 | 1352.5804 | 1159.3546 | 1014.4353 | 901.7202 | 811.5482 | 405.7741 | 270.5161 | 202.8871 | 162.3096 | 135.258 | 115.9355 | 101.4435 | 90.172 | 81.1548 | 40.5774 | 27.0516 | 20.2887 | 16.231 | 13.5258 | 11.5935 | 10.1444 | 9.0172 | 8.1155 | 4.0577 | 2.7052 | 2.0289 | 1.6231 | 1.3526 | 1.1594 | 1.0144 | 0.90172 | 0.81155
0.085 | 2.25 | 1764.4305 | 1470.3588 | 1260.3075 | 1102.7691 | 980.2392 | 882.2153 | 441.1076 | 294.0718 | 220.5538 | 176.4431 | 147.0359 | 126.0308 | 110.2769 | 98.0239 | 88.2215 | 44.1108 | 29.4072 | 22.0554 | 17.6443 | 14.7036 | 12.6031 | 11.0277 | 9.8024 | 8.8222 | 4.4111 | 2.9407 | 2.2055 | 1.7644 | 1.4704 | 1.2603 | 1.1028 | 0.98024 | 0.88222
0.085 | 2.5 | 1216.6532 | 1013.8777 | 869.038 | 760.4083 | 675.9185 | 608.3266 | 304.1633 | 202.7755 | 152.0817 | 121.6653 | 101.3878 | 86.9038 | 76.0408 | 67.5918 | 60.8327 | 30.4163 | 20.2776 | 15.2082 | 12.1665 | 10.1388 | 8.6904 | 7.6041 | 6.7592 | 6.0833 | 3.0416 | 2.0278 | 1.5208 | 1.2167 | 1.0139 | 0.86904 | 0.76041 | 0.67592 | 0.60833
0.085 | 2.75 | 692.0819 | 576.7349 | 494.3442 | 432.5512 | 384.49 | 346.041 | 173.0205 | 115.347 | 86.5102 | 69.2082 | 57.6735 | 49.4344 | 43.2551 | 38.449 | 34.6041 | 17.302 | 11.5347 | 8.651 | 6.9208 | 5.7673 | 4.9434 | 4.3255 | 3.8449 | 3.4604 | 1.7302 | 1.1535 | 0.8651 | 0.69208 | 0.57673 | 0.49434 | 0.43255 | 0.38449 | 0.34604
0.085 | 3 | 475.8096 | 396.508 | 339.864 | 297.381 | 264.3387 | 237.9048 | 118.9524 | 79.3016 | 59.4762 | 47.581 | 39.6508 | 33.9864 | 29.7381 | 26.4339 | 23.7905 | 11.8952 | 7.9302 | 5.9476 | 4.7581 | 3.9651 | 3.3986 | 2.9738 | 2.6434 | 2.379 | 1.1895 | 0.79302 | 0.59476 | 0.47581 | 0.39651 | 0.33986 | 0.29738 | 0.26434 | 0.2379
0.085 | 3.25 | 370.3836 | 308.653 | 264.5597 | 231.4898 | 205.7687 | 185.1918 | 92.5959 | 61.7306 | 46.298 | 37.0384 | 30.8653 | 26.456 | 23.149 | 20.5769 | 18.5192 | 9.2596 | 6.1731 | 4.6298 | 3.7038 | 3.0865 | 2.6456 | 2.3149 | 2.0577 | 1.8519 | 0.92596 | 0.61731 | 0.46298 | 0.37038 | 0.30865 | 0.26456 | 0.23149 | 0.20577 | 0.18519
0.085 | 3.5 | 345.3049 | 287.7541 | 246.6463 | 215.8156 | 191.836 | 172.6524 | 86.3262 | 57.5508 | 43.1631 | 34.5305 | 28.7754 | 24.6646 | 21.5816 | 19.1836 | 17.2652 | 8.6326 | 5.7551 | 4.3163 | 3.453 | 2.8775 | 2.4665 | 2.1582 | 1.9184 | 1.7265 | 0.86326 | 0.57551 | 0.43163 | 0.3453 | 0.28775 | 0.24665 | 0.21582 | 0.19184 | 0.17265
0.085 | 3.75 | 343.181 | 285.9842 | 245.1293 | 214.4881 | 190.6561 | 171.5905 | 85.7953 | 57.1968 | 42.8976 | 34.3181 | 28.5984 | 24.5129 | 21.4488 | 19.0656 | 17.1591 | 8.5795 | 5.7197 | 4.2898 | 3.4318 | 2.8598 | 2.4513 | 2.1449 | 1.9066 | 1.7159 | 0.85795 | 0.57197 | 0.42898 | 0.34318 | 0.28598 | 0.24513 | 0.21449 | 0.19066 | 0.17159
0.085 | 4 | 340.4214 | 283.6845 | 243.1582 | 212.7634 | 189.123 | 170.2107 | 85.1054 | 56.7369 | 42.5527 | 34.0421 | 28.3685 | 24.3158 | 21.2763 | 18.9123 | 17.0211 | 8.5105 | 5.6737 | 4.2553 | 3.4042 | 2.8368 | 2.4316 | 2.1276 | 1.8912 | 1.7021 | 0.85105 | 0.56737 | 0.42553 | 0.34042 | 0.28368 | 0.24316 | 0.21276 | 0.18912 | 0.17021
0.085 | 4.25 | 373.8654 | 311.5545 | 267.0467 | 233.6659 | 207.703 | 186.9327 | 93.4664 | 62.3109 | 46.7332 | 37.3865 | 31.1555 | 26.7047 | 23.3666 | 20.7703 | 18.6933 | 9.3466 | 6.2311 | 4.6733 | 3.7387 | 3.1155 | 2.6705 | 2.3367 | 2.077 | 1.8693 | 0.93466 | 0.62311 | 0.46733 | 0.37387 | 0.31155 | 0.26705 | 0.23367 | 0.2077 | 0.18693
0.085 | 4.5 | 415.0521 | 345.8767 | 296.4658 | 259.4075 | 230.5845 | 207.526 | 103.763 | 69.1753 | 51.8815 | 41.5052 | 34.5877 | 29.6466 | 25.9408 | 23.0584 | 20.7526 | 10.3763 | 6.9175 | 5.1882 | 4.1505 | 3.4588 | 2.9647 | 2.5941 | 2.3058 | 2.0753 | 1.0376 | 0.69175 | 0.51882 | 0.41505 | 0.34588 | 0.29647 | 0.25941 | 0.23058 | 0.20753
0.085 | 4.75 | 357.617 | 298.0142 | 255.4407 | 223.5107 | 198.6761 | 178.8085 | 89.4043 | 59.6028 | 44.7021 | 35.7617 | 29.8014 | 25.5441 | 22.3511 | 19.8676 | 17.8809 | 8.9404 | 5.9603 | 4.4702 | 3.5762 | 2.9801 | 2.5544 | 2.2351 | 1.9868 | 1.7881 | 0.89404 | 0.59603 | 0.44702 | 0.35762 | 0.29801 | 0.25544 | 0.22351 | 0.19868 | 0.17881
0.085 | 5 | 264.9425 | 220.7854 | 189.2446 | 165.5891 | 147.1903 | 132.4712 | 66.2356 | 44.1571 | 33.1178 | 26.4942 | 22.0785 | 18.9245 | 16.5589 | 14.719 | 13.2471 | 6.6236 | 4.4157 | 3.3118 | 2.6494 | 2.2079 | 1.8924 | 1.6559 | 1.4719 | 1.3247 | 0.66236 | 0.44157 | 0.33118 | 0.26494 | 0.22079 | 0.18924 | 0.16559 | 0.14719 | 0.13247
0.085 | 5.5 | 194.7289 | 162.2741 | 139.0921 | 121.7056 | 108.1827 | 97.3645 | 48.6822 | 32.4548 | 24.3411 | 19.4729 | 16.2274 | 13.9092 | 12.1706 | 10.8183 | 9.7364 | 4.8682 | 3.2455 | 2.4341 | 1.9473 | 1.6227 | 1.3909 | 1.2171 | 1.0818 | 0.97364 | 0.48682 | 0.32455 | 0.24341 | 0.19473 | 0.16227 | 0.13909 | 0.12171 | 0.10818 | 0.097364
0.085 | 6 | 167.1755 | 139.3129 | 119.4111 | 104.4847 | 92.8753 | 83.5878 | 41.7939 | 27.8626 | 20.8969 | 16.7176 | 13.9313 | 11.9411 | 10.4485 | 9.2875 | 8.3588 | 4.1794 | 2.7863 | 2.0897 | 1.6718 | 1.3931 | 1.1941 | 1.0448 | 0.92875 | 0.83588 | 0.41794 | 0.27863 | 0.20897 | 0.16718 | 0.13931 | 0.11941 | 0.10448 | 0.092875 | 0.083588
0.085 | 6.5 | 178.3595 | 148.6329 | 127.3997 | 111.4747 | 99.0886 | 89.1798 | 44.5899 | 29.7266 | 22.2949 | 17.836 | 14.8633 | 12.74 | 11.1475 | 9.9089 | 8.918 | 4.459 | 2.9727 | 2.2295 | 1.7836 | 1.4863 | 1.274 | 1.1147 | 0.99089 | 0.8918 | 0.4459 | 0.29727 | 0.22295 | 0.17836 | 0.14863 | 0.1274 | 0.11147 | 0.099089 | 0.08918
0.085 | 7 | 162.5988 | 135.499 | 116.142 | 101.6242 | 90.3327 | 81.2994 | 40.6497 | 27.0998 | 20.3248 | 16.2599 | 13.5499 | 11.6142 | 10.1624 | 9.0333 | 8.1299 | 4.065 | 2.71 | 2.0325 | 1.626 | 1.355 | 1.1614 | 1.0162 | 0.90333 | 0.81299 | 0.4065 | 0.271 | 0.20325 | 0.1626 | 0.1355 | 0.11614 | 0.10162 | 0.090333 | 0.081299
0.085 | 7.5 | 125.7548 | 104.7957 | 89.8249 | 78.5967 | 69.8638 | 62.8774 | 31.4387 | 20.9591 | 15.7193 | 12.5755 | 10.4796 | 8.9825 | 7.8597 | 6.9864 | 6.2877 | 3.1439 | 2.0959 | 1.5719 | 1.2575 | 1.048 | 0.89825 | 0.78597 | 0.69864 | 0.62877 | 0.31439 | 0.20959 | 0.15719 | 0.12575 | 0.1048 | 0.089825 | 0.078597 | 0.069864 | 0.062877
0.085 | 8 | 94.5867 | 78.8222 | 67.5619 | 59.1167 | 52.5482 | 47.2933 | 23.6467 | 15.7644 | 11.8233 | 9.4587 | 7.8822 | 6.7562 | 5.9117 | 5.2548 | 4.7293 | 2.3647 | 1.5764 | 1.1823 | 0.94587 | 0.78822 | 0.67562 | 0.59117 | 0.52548 | 0.47293 | 0.23647 | 0.15764 | 0.11823 | 0.094587 | 0.078822 | 0.067562 | 0.059117 | 0.052548 | 0.047293
0.085 | 8.5 | 88.7223 | 73.9353 | 63.3731 | 55.4514 | 49.2902 | 44.3612 | 22.1806 | 14.7871 | 11.0903 | 8.8722 | 7.3935 | 6.3373 | 5.5451 | 4.929 | 4.4361 | 2.2181 | 1.4787 | 1.109 | 0.88722 | 0.73935 | 0.63373 | 0.55451 | 0.4929 | 0.44361 | 0.22181 | 0.14787 | 0.1109 | 0.088722 | 0.073935 | 0.063373 | 0.055451 | 0.04929 | 0.044361
0.085 | 9 | 78.8379 | 65.6982 | 56.3128 | 49.2737 | 43.7988 | 39.4189 | 19.7095 | 13.1396 | 9.8547 | 7.8838 | 6.5698 | 5.6313 | 4.9274 | 4.3799 | 3.9419 | 1.9709 | 1.314 | 0.98547 | 0.78838 | 0.65698 | 0.56313 | 0.49274 | 0.43799 | 0.39419 | 0.19709 | 0.1314 | 0.098547 | 0.078838 | 0.065698 | 0.056313 | 0.049274 | 0.043799 | 0.039419
0.085 | 9.5 | 69.4178 | 57.8482 | 49.5842 | 43.3862 | 38.5655 | 34.7089 | 17.3545 | 11.5696 | 8.6772 | 6.9418 | 5.7848 | 4.9584 | 4.3386 | 3.8565 | 3.4709 | 1.7354 | 1.157 | 0.86772 | 0.69418 | 0.57848 | 0.49584 | 0.43386 | 0.38565 | 0.34709 | 0.17354 | 0.1157 | 0.086772 | 0.069418 | 0.057848 | 0.049584 | 0.043386 | 0.038565 | 0.034709
0.085 | 10 | 66.6102 | 55.5085 | 47.5787 | 41.6314 | 37.0057 | 33.3051 | 16.6526 | 11.1017 | 8.3263 | 6.661 | 5.5509 | 4.7579 | 4.1631 | 3.7006 | 3.3305 | 1.6653 | 1.1102 | 0.83263 | 0.6661 | 0.55509 | 0.47579 | 0.41631 | 0.37006 | 0.33305 | 0.16653 | 0.11102 | 0.083263 | 0.06661 | 0.055509 | 0.047579 | 0.041631 | 0.037006 | 0.033305
0.085 | 12 | 51.6802 | 43.0668 | 36.9144 | 32.3001 | 28.7112 | 25.8401 | 12.92 | 8.6134 | 6.46 | 5.168 | 4.3067 | 3.6914 | 3.23 | 2.8711 | 2.584 | 1.292 | 0.86134 | 0.646 | 0.5168 | 0.43067 | 0.36914 | 0.323 | 0.28711 | 0.2584 | 0.1292 | 0.086134 | 0.0646 | 0.05168 | 0.043067 | 0.036914 | 0.0323 | 0.028711 | 0.02584
0.085 | 14 | 38.7105 | 32.2588 | 27.6504 | 24.1941 | 21.5058 | 19.3553 | 9.6776 | 6.4518 | 4.8388 | 3.8711 | 3.2259 | 2.765 | 2.4194 | 2.1506 | 1.9355 | 0.96776 | 0.64518 | 0.48388 | 0.38711 | 0.32259 | 0.2765 | 0.24194 | 0.21506 | 0.19355 | 0.096776 | 0.064518 | 0.048388 | 0.038711 | 0.032259 | 0.02765 | 0.024194 | 0.021506 | 0.019355
0.085 | 16 | 25.7641 | 21.4701 | 18.4029 | 16.1025 | 14.3134 | 12.882 | 6.441 | 4.294 | 3.2205 | 2.5764 | 2.147 | 1.8403 | 1.6103 | 1.4313 | 1.2882 | 0.6441 | 0.4294 | 0.32205 | 0.25764 | 0.2147 | 0.18403 | 0.16103 | 0.14313 | 0.12882 | 0.06441 | 0.04294 | 0.032205 | 0.025764 | 0.02147 | 0.018403 | 0.016103 | 0.014313 | 0.012882
0.085 | 18 | 21.0163 | 17.5136 | 15.0117 | 13.1352 | 11.6757 | 10.5082 | 5.2541 | 3.5027 | 2.627 | 2.1016 | 1.7514 | 1.5012 | 1.3135 | 1.1676 | 1.0508 | 0.52541 | 0.35027 | 0.2627 | 0.21016 | 0.17514 | 0.15012 | 0.13135 | 0.11676 | 0.10508 | 0.052541 | 0.035027 | 0.02627 | 0.021016 | 0.017514 | 0.015012 | 0.013135 | 0.011676 | 0.010508
0.085 | 20 | 17.1454 | 14.2879 | 12.2467 | 10.7159 | 9.5252 | 8.5727 | 4.2864 | 2.8576 | 2.1432 | 1.7145 | 1.4288 | 1.2247 | 1.0716 | 0.95252 | 0.85727 | 0.42864 | 0.28576 | 0.21432 | 0.17145 | 0.14288 | 0.12247 | 0.10716 | 0.095252 | 0.085727 | 0.042864 | 0.028576 | 0.021432 | 0.017145 | 0.014288 | 0.012247 | 0.010716 | 0.0095252 | 0.0085727
0.085 | 25 | 10.3331 | 8.6109 | 7.3808 | 6.4582 | 5.7406 | 5.1665 | 2.5833 | 1.7222 | 1.2916 | 1.0333 | 0.86109 | 0.73808 | 0.64582 | 0.57406 | 0.51665 | 0.25833 | 0.17222 | 0.12916 | 0.10333 | 0.086109 | 0.073808 | 0.064582 | 0.057406 | 0.051665 | 0.025833 | 0.017222 | 0.012916 | 0.010333 | 0.0086109 | 0.0073808 | 0.0064582 | 0.0057406 | 0.0051665
0.085 | 30 | 6.8946 | 5.7455 | 4.9247 | 4.3091 | 3.8303 | 3.4473 | 1.7236 | 1.1491 | 0.86182 | 0.68946 | 0.57455 | 0.49247 | 0.43091 | 0.38303 | 0.34473 | 0.17236 | 0.11491 | 0.086182 | 0.068946 | 0.057455 | 0.049247 | 0.043091 | 0.038303 | 0.034473 | 0.017236 | 0.011491 | 0.0086182 | 0.0068946 | 0.0057455 | 0.0049247 | 0.0043091 | 0.0038303 | 0.0034473
0.085 | 35 | 5.0034 | 4.1695 | 3.5739 | 3.1271 | 2.7797 | 2.5017 | 1.2509 | 0.8339 | 0.62543 | 0.50034 | 0.41695 | 0.35739 | 0.31271 | 0.27797 | 0.25017 | 0.12509 | 0.08339 | 0.062543 | 0.050034 | 0.041695 | 0.035739 | 0.031271 | 0.027797 | 0.025017 | 0.012509 | 0.008339 | 0.0062543 | 0.0050034 | 0.0041695 | 0.0035739 | 0.0031271 | 0.0027797 | 0.0025017
0.085 | 40 | 3.7965 | 3.1637 | 2.7118 | 2.3728 | 2.1091 | 1.8982 | 0.94911 | 0.63274 | 0.47456 | 0.37965 | 0.31637 | 0.27118 | 0.23728 | 0.21091 | 0.18982 | 0.094911 | 0.063274 | 0.047456 | 0.037965 | 0.031637 | 0.027118 | 0.023728 | 0.021091 | 0.018982 | 0.0094911 | 0.0063274 | 0.0047456 | 0.0037965 | 0.0031637 | 0.0027118 | 0.0023728 | 0.0021091 | 0.0018982
0.085 | 45 | 2.9832 | 2.486 | 2.1309 | 1.8645 | 1.6573 | 1.4916 | 0.7458 | 0.4972 | 0.3729 | 0.29832 | 0.2486 | 0.21309 | 0.18645 | 0.16573 | 0.14916 | 0.07458 | 0.04972 | 0.03729 | 0.029832 | 0.02486 | 0.021309 | 0.018645 | 0.016573 | 0.014916 | 0.007458 | 0.004972 | 0.003729 | 0.0029832 | 0.002486 | 0.0021309 | 0.0018645 | 0.0016573 | 0.0014916
0.085 | 50 | 2.409 | 2.0075 | 1.7207 | 1.5056 | 1.3383 | 1.2045 | 0.60225 | 0.4015 | 0.30112 | 0.2409 | 0.20075 | 0.17207 | 0.15056 | 0.13383 | 0.12045 | 0.060225 | 0.04015 | 0.030112 | 0.02409 | 0.020075 | 0.017207 | 0.015056 | 0.013383 | 0.012045 | 0.0060225 | 0.004015 | 0.0030112 | 0.002409 | 0.0020075 | 0.0017207 | 0.0015056 | 0.0013383 | 0.0012045
0.085 | 55 | 1.986 | 1.655 | 1.4186 | 1.2413 | 1.1034 | 0.99302 | 0.49651 | 0.33101 | 0.24826 | 0.1986 | 0.1655 | 0.14186 | 0.12413 | 0.11034 | 0.099302 | 0.049651 | 0.033101 | 0.024826 | 0.01986 | 0.01655 | 0.014186 | 0.012413 | 0.011034 | 0.0099302 | 0.0049651 | 0.0033101 | 0.0024826 | 0.001986 | 0.001655 | 0.0014186 | 0.0012413 | 0.0011034 | 0.00099302
0.085 | 60 | 1.6605 | 1.3838 | 1.1861 | 1.0378 | 0.92251 | 0.83026 | 0.41513 | 0.27675 | 0.20756 | 0.16605 | 0.13838 | 0.11861 | 0.10378 | 0.092251 | 0.083026 | 0.041513 | 0.027675 | 0.020756 | 0.016605 | 0.013838 | 0.011861 | 0.010378 | 0.0092251 | 0.0083026 | 0.0041513 | 0.0027675 | 0.0020756 | 0.0016605 | 0.0013838 | 0.0011861 | 0.0010378 | 0.00092251 | 0.00083026
0.085 | 65 | 1.4074 | 1.1728 | 1.0053 | 0.87962 | 0.78188 | 0.70369 | 0.35185 | 0.23456 | 0.17592 | 0.14074 | 0.11728 | 0.10053 | 0.087962 | 0.078188 | 0.070369 | 0.035185 | 0.023456 | 0.017592 | 0.014074 | 0.011728 | 0.010053 | 0.0087962 | 0.0078188 | 0.0070369 | 0.0035185 | 0.0023456 | 0.0017592 | 0.0014074 | 0.0011728 | 0.0010053 | 0.00087962 | 0.00078188 | 0.00070369
0.085 | 70 | 1.2012 | 1.001 | 0.85803 | 0.75077 | 0.66735 | 0.60062 | 0.30031 | 0.20021 | 0.15015 | 0.12012 | 0.1001 | 0.085803 | 0.075077 | 0.066735 | 0.060062 | 0.030031 | 0.020021 | 0.015015 | 0.012012 | 0.01001 | 0.0085803 | 0.0075077 | 0.0066735 | 0.0060062 | 0.0030031 | 0.0020021 | 0.0015015 | 0.0012012 | 0.001001 | 0.00085803 | 0.00075077 | 0.00066735 | 0.00060062
0.085 | 75 | 1.047 | 0.87251 | 0.74786 | 0.65438 | 0.58167 | 0.5235 | 0.26175 | 0.1745 | 0.13088 | 0.1047 | 0.087251 | 0.074786 | 0.065438 | 0.058167 | 0.05235 | 0.026175 | 0.01745 | 0.013088 | 0.01047 | 0.0087251 | 0.0074786 | 0.0065438 | 0.0058167 | 0.005235 | 0.0026175 | 0.001745 | 0.0013088 | 0.001047 | 0.00087251 | 0.00074786 | 0.00065438 | 0.00058167 | 0.0005235
0.085 | 80 | 0.91224 | 0.7602 | 0.6516 | 0.57015 | 0.5068 | 0.45612 | 0.22806 | 0.15204 | 0.11403 | 0.091224 | 0.07602 | 0.06516 | 0.057015 | 0.05068 | 0.045612 | 0.022806 | 0.015204 | 0.011403 | 0.0091224 | 0.007602 | 0.006516 | 0.0057015 | 0.005068 | 0.0045612 | 0.0022806 | 0.0015204 | 0.0011403 | 0.00091224 | 0.0007602 | 0.0006516 | 0.00057015 | 0.0005068 | 0.00045612
0.085 | 85 | 0.80083 | 0.66736 | 0.57202 | 0.50052 | 0.4449 | 0.40041 | 0.20021 | 0.13347 | 0.1001 | 0.080083 | 0.066736 | 0.057202 | 0.050052 | 0.04449 | 0.040041 | 0.020021 | 0.013347 | 0.01001 | 0.0080083 | 0.0066736 | 0.0057202 | 0.0050052 | 0.004449 | 0.0040041 | 0.0020021 | 0.0013347 | 0.001001 | 0.00080083 | 0.00066736 | 0.00057202 | 0.00050052 | 0.0004449 | 0.00040041
0.085 | 90 | 0.71543 | 0.59619 | 0.51102 | 0.44714 | 0.39746 | 0.35772 | 0.17886 | 0.11924 | 0.089429 | 0.071543 | 0.059619 | 0.051102 | 0.044714 | 0.039746 | 0.035772 | 0.017886 | 0.011924 | 0.0089429 | 0.0071543 | 0.0059619 | 0.0051102 | 0.0044714 | 0.0039746 | 0.0035772 | 0.0017886 | 0.0011924 | 0.00089429 | 0.00071543 | 0.00059619 | 0.00051102 | 0.00044714 | 0.00039746 | 0.00035772
0.085 | 95 | 0.64213 | 0.53511 | 0.45867 | 0.40133 | 0.35674 | 0.32107 | 0.16053 | 0.10702 | 0.080266 | 0.064213 | 0.053511 | 0.045867 | 0.040133 | 0.035674 | 0.032107 | 0.016053 | 0.010702 | 0.0080266 | 0.0064213 | 0.0053511 | 0.0045867 | 0.0040133 | 0.0035674 | 0.0032107 | 0.0016053 | 0.0010702 | 0.00080266 | 0.00064213 | 0.00053511 | 0.00045867 | 0.00040133 | 0.00035674 | 0.00032107
0.085 | 100 | 0.57812 | 0.48177 | 0.41295 | 0.36133 | 0.32118 | 0.28906 | 0.14453 | 0.096354 | 0.072266 | 0.057812 | 0.048177 | 0.041295 | 0.036133 | 0.032118 | 0.028906 | 0.014453 | 0.0096354 | 0.0072266 | 0.0057812 | 0.0048177 | 0.0041295 | 0.0036133 | 0.0032118 | 0.0028906 | 0.0014453 | 0.00096354 | 0.00072266 | 0.00057812 | 0.00048177 | 0.00041295 | 0.00036133 | 0.00032118 | 0.00028906
0.09 | 0.1 | 3582.6354 | 2985.5295 | 2559.0253 | 2239.1471 | 1990.353 | 1791.3177 | 895.6588 | 597.1059 | 447.8294 | 358.2635 | 298.5529 | 255.9025 | 223.9147 | 199.0353 | 179.1318 | 89.5659 | 59.7106 | 44.7829 | 35.8264 | 29.8553 | 25.5903 | 22.3915 | 19.9035 | 17.9132 | 8.9566 | 5.9711 | 4.4783 | 3.5826 | 2.9855 | 2.559 | 2.2391 | 1.9904 | 1.7913
0.09 | 0.2 | 1423.1653 | 1185.9711 | 1016.5466 | 889.4783 | 790.6474 | 711.5827 | 355.7913 | 237.1942 | 177.8957 | 142.3165 | 118.5971 | 101.6547 | 88.9478 | 79.0647 | 71.1583 | 35.5791 | 23.7194 | 17.7896 | 14.2317 | 11.8597 | 10.1655 | 8.8948 | 7.9065 | 7.1158 | 3.5579 | 2.3719 | 1.779 | 1.4232 | 1.186 | 1.0165 | 0.88948 | 0.79065 | 0.71158
0.09 | 0.3 | 581.2139 | 484.3449 | 415.1528 | 363.2587 | 322.8966 | 290.607 | 145.3035 | 96.869 | 72.6517 | 58.1214 | 48.4345 | 41.5153 | 36.3259 | 32.2897 | 29.0607 | 14.5303 | 9.6869 | 7.2652 | 5.8121 | 4.8434 | 4.1515 | 3.6326 | 3.229 | 2.9061 | 1.453 | 0.96869 | 0.72652 | 0.58121 | 0.48434 | 0.41515 | 0.36326 | 0.3229 | 0.29061
0.09 | 0.4 | 395.3609 | 329.4675 | 282.4007 | 247.1006 | 219.645 | 197.6805 | 98.8402 | 65.8935 | 49.4201 | 39.5361 | 32.9467 | 28.2401 | 24.7101 | 21.9645 | 19.768 | 9.884 | 6.5893 | 4.942 | 3.9536 | 3.2947 | 2.824 | 2.471 | 2.1964 | 1.9768 | 0.9884 | 0.65893 | 0.4942 | 0.39536 | 0.32947 | 0.2824 | 0.2471 | 0.21964 | 0.19768
0.09 | 0.5 | 362.8296 | 302.358 | 259.164 | 226.7685 | 201.572 | 181.4148 | 90.7074 | 60.4716 | 45.3537 | 36.283 | 30.2358 | 25.9164 | 22.6769 | 20.1572 | 18.1415 | 9.0707 | 6.0472 | 4.5354 | 3.6283 | 3.0236 | 2.5916 | 2.2677 | 2.0157 | 1.8141 | 0.90707 | 0.60472 | 0.45354 | 0.36283 | 0.30236 | 0.25916 | 0.22677 | 0.20157 | 0.18141
0.09 | 0.6 | 378.2654 | 315.2212 | 270.1896 | 236.4159 | 210.1475 | 189.1327 | 94.5664 | 63.0442 | 47.2832 | 37.8265 | 31.5221 | 27.019 | 23.6416 | 21.0147 | 18.9133 | 9.4566 | 6.3044 | 4.7283 | 3.7827 | 3.1522 | 2.7019 | 2.3642 | 2.1015 | 1.8913 | 0.94566 | 0.63044 | 0.47283 | 0.37827 | 0.31522 | 0.27019 | 0.23642 | 0.21015 | 0.18913
0.09 | 0.7 | 389.053 | 324.2108 | 277.895 | 243.1581 | 216.1405 | 194.5265 | 97.2632 | 64.8422 | 48.6316 | 38.9053 | 32.4211 | 27.7895 | 24.3158 | 21.6141 | 19.4526 | 9.7263 | 6.4842 | 4.8632 | 3.8905 | 3.2421 | 2.7789 | 2.4316 | 2.1614 | 1.9453 | 0.97263 | 0.64842 | 0.48632 | 0.38905 | 0.32421 | 0.27789 | 0.24316 | 0.21614 | 0.19453
0.09 | 0.8 | 399.0969 | 332.5807 | 285.0692 | 249.4356 | 221.7205 | 199.5484 | 99.7742 | 66.5161 | 49.8871 | 39.9097 | 33.2581 | 28.5069 | 24.9436 | 22.172 | 19.9548 | 9.9774 | 6.6516 | 4.9887 | 3.991 | 3.3258 | 2.8507 | 2.4944 | 2.2172 | 1.9955 | 0.99774 | 0.66516 | 0.49887 | 0.3991 | 0.33258 | 0.28507 | 0.24944 | 0.22172 | 0.19955
0.09 | 0.9 | 417.9491 | 348.2909 | 298.5351 | 261.2182 | 232.194 | 208.9746 | 104.4873 | 69.6582 | 52.2436 | 41.7949 | 34.8291 | 29.8535 | 26.1218 | 23.2194 | 20.8975 | 10.4487 | 6.9658 | 5.2244 | 4.1795 | 3.4829 | 2.9854 | 2.6122 | 2.3219 | 2.0897 | 1.0449 | 0.69658 | 0.52244 | 0.41795 | 0.34829 | 0.29854 | 0.26122 | 0.23219 | 0.20897
0.09 | 1 | 446.7783 | 372.3153 | 319.1274 | 279.2364 | 248.2102 | 223.3892 | 111.6946 | 74.4631 | 55.8473 | 44.6778 | 37.2315 | 31.9127 | 27.9236 | 24.821 | 22.3389 | 11.1695 | 7.4463 | 5.5847 | 4.4678 | 3.7232 | 3.1913 | 2.7924 | 2.4821 | 2.2339 | 1.1169 | 0.74463 | 0.55847 | 0.44678 | 0.37232 | 0.31913 | 0.27924 | 0.24821 | 0.22339
0.09 | 1.25 | 527.2598 | 439.3831 | 376.6141 | 329.5374 | 292.9221 | 263.6299 | 131.8149 | 87.8766 | 65.9075 | 52.726 | 43.9383 | 37.6614 | 32.9537 | 29.2922 | 26.363 | 13.1815 | 8.7877 | 6.5907 | 5.2726 | 4.3938 | 3.7661 | 3.2954 | 2.9292 | 2.6363 | 1.3181 | 0.87877 | 0.65907 | 0.52726 | 0.43938 | 0.37661 | 0.32954 | 0.29292 | 0.26363
0.09 | 1.5 | 718.4802 | 598.7335 | 513.2001 | 449.0501 | 399.1557 | 359.2401 | 179.62 | 119.7467 | 89.81 | 71.848 | 59.8733 | 51.32 | 44.905 | 39.9156 | 35.924 | 17.962 | 11.9747 | 8.981 | 7.1848 | 5.9873 | 5.132 | 4.4905 | 3.9916 | 3.5924 | 1.7962 | 1.1975 | 0.8981 | 0.71848 | 0.59873 | 0.5132 | 0.44905 | 0.39916 | 0.35924
0.09 | 1.75 | 1231.0464 | 1025.872 | 879.3188 | 769.404 | 683.9146 | 615.5232 | 307.7616 | 205.1744 | 153.8808 | 123.1046 | 102.5872 | 87.9319 | 76.9404 | 68.3915 | 61.5523 | 30.7762 | 20.5174 | 15.3881 | 12.3105 | 10.2587 | 8.7932 | 7.694 | 6.8391 | 6.1552 | 3.0776 | 2.0517 | 1.5388 | 1.231 | 1.0259 | 0.87932 | 0.7694 | 0.68391 | 0.61552
0.09 | 2 | 1540.7084 | 1283.9237 | 1100.506 | 962.9428 | 855.9491 | 770.3542 | 385.1771 | 256.7847 | 192.5886 | 154.0708 | 128.3924 | 110.0506 | 96.2943 | 85.5949 | 77.0354 | 38.5177 | 25.6785 | 19.2589 | 15.4071 | 12.8392 | 11.0051 | 9.6294 | 8.5595 | 7.7035 | 3.8518 | 2.5678 | 1.9259 | 1.5407 | 1.2839 | 1.1005 | 0.96294 | 0.85595 | 0.77035
0.09 | 2.25 | 1695.5461 | 1412.9551 | 1211.1043 | 1059.7163 | 941.97 | 847.773 | 423.8865 | 282.591 | 211.9433 | 169.5546 | 141.2955 | 121.1104 | 105.9716 | 94.197 | 84.7773 | 42.3887 | 28.2591 | 21.1943 | 16.9555 | 14.1296 | 12.111 | 10.5972 | 9.4197 | 8.4777 | 4.2389 | 2.8259 | 2.1194 | 1.6955 | 1.413 | 1.2111 | 1.0597 | 0.94197 | 0.84777
0.09 | 2.5 | 1170.4642 | 975.3868 | 836.0458 | 731.5401 | 650.2579 | 585.2321 | 292.616 | 195.0774 | 146.308 | 117.0464 | 97.5387 | 83.6046 | 73.154 | 65.0258 | 58.5232 | 29.2616 | 19.5077 | 14.6308 | 11.7046 | 9.7539 | 8.3605 | 7.3154 | 6.5026 | 5.8523 | 2.9262 | 1.9508 | 1.4631 | 1.1705 | 0.97539 | 0.83605 | 0.73154 | 0.65026 | 0.58523
0.09 | 2.75 | 680.6331 | 567.1942 | 486.1665 | 425.3957 | 378.1295 | 340.3165 | 170.1583 | 113.4388 | 85.0791 | 68.0633 | 56.7194 | 48.6166 | 42.5396 | 37.8129 | 34.0317 | 17.0158 | 11.3439 | 8.5079 | 6.8063 | 5.6719 | 4.8617 | 4.254 | 3.7813 | 3.4032 | 1.7016 | 1.1344 | 0.85079 | 0.68063 | 0.56719 | 0.48617 | 0.4254 | 0.37813 | 0.34032
0.09 | 3 | 472.4776 | 393.7314 | 337.484 | 295.2985 | 262.4876 | 236.2388 | 118.1194 | 78.7463 | 59.0597 | 47.2478 | 39.3731 | 33.7484 | 29.5299 | 26.2488 | 23.6239 | 11.8119 | 7.8746 | 5.906 | 4.7248 | 3.9373 | 3.3748 | 2.953 | 2.6249 | 2.3624 | 1.1812 | 0.78746 | 0.5906 | 0.47248 | 0.39373 | 0.33748 | 0.2953 | 0.26249 | 0.23624
0.09 | 3.25 | 361.0314 | 300.8595 | 257.8796 | 225.6446 | 200.573 | 180.5157 | 90.2579 | 60.1719 | 45.1289 | 36.1031 | 30.086 | 25.788 | 22.5645 | 20.0573 | 18.0516 | 9.0258 | 6.0172 | 4.5129 | 3.6103 | 3.0086 | 2.5788 | 2.2564 | 2.0057 | 1.8052 | 0.90258 | 0.60172 | 0.45129 | 0.36103 | 0.30086 | 0.25788 | 0.22564 | 0.20057 | 0.18052
0.09 | 3.5 | 336.9632 | 280.8027 | 240.688 | 210.602 | 187.2018 | 168.4816 | 84.2408 | 56.1605 | 42.1204 | 33.6963 | 28.0803 | 24.0688 | 21.0602 | 18.7202 | 16.8482 | 8.4241 | 5.6161 | 4.212 | 3.3696 | 2.808 | 2.4069 | 2.106 | 1.872 | 1.6848 | 0.84241 | 0.56161 | 0.4212 | 0.33696 | 0.2808 | 0.24069 | 0.2106 | 0.1872 | 0.16848
0.09 | 3.75 | 331.5002 | 276.2502 | 236.7859 | 207.1876 | 184.1668 | 165.7501 | 82.8751 | 55.25 | 41.4375 | 33.15 | 27.625 | 23.6786 | 20.7188 | 18.4167 | 16.575 | 8.2875 | 5.525 | 4.1438 | 3.315 | 2.7625 | 2.3679 | 2.0719 | 1.8417 | 1.6575 | 0.82875 | 0.5525 | 0.41438 | 0.3315 | 0.27625 | 0.23679 | 0.20719 | 0.18417 | 0.16575
0.09 | 4 | 334.1316 | 278.443 | 238.6654 | 208.8322 | 185.6286 | 167.0658 | 83.5329 | 55.6886 | 41.7664 | 33.4132 | 27.8443 | 23.8665 | 20.8832 | 18.5629 | 16.7066 | 8.3533 | 5.5689 | 4.1766 | 3.3413 | 2.7844 | 2.3867 | 2.0883 | 1.8563 | 1.6707 | 0.83533 | 0.55689 | 0.41766 | 0.33413 | 0.27844 | 0.23867 | 0.20883 | 0.18563 | 0.16707
0.09 | 4.25 | 362.4103 | 302.0086 | 258.8645 | 226.5065 | 201.3391 | 181.2052 | 90.6026 | 60.4017 | 45.3013 | 36.241 | 30.2009 | 25.8865 | 22.6506 | 20.1339 | 18.1205 | 9.0603 | 6.0402 | 4.5301 | 3.6241 | 3.0201 | 2.5886 | 2.2651 | 2.0134 | 1.8121 | 0.90603 | 0.60402 | 0.45301 | 0.36241 | 0.30201 | 0.25886 | 0.22651 | 0.20134 | 0.18121
0.09 | 4.5 | 394.0528 | 328.3773 | 281.4663 | 246.283 | 218.9182 | 197.0264 | 98.5132 | 65.6755 | 49.2566 | 39.4053 | 32.8377 | 28.1466 | 24.6283 | 21.8918 | 19.7026 | 9.8513 | 6.5675 | 4.9257 | 3.9405 | 3.2838 | 2.8147 | 2.4628 | 2.1892 | 1.9703 | 0.98513 | 0.65675 | 0.49257 | 0.39405 | 0.32838 | 0.28147 | 0.24628 | 0.21892 | 0.19703
0.09 | 4.75 | 342.1497 | 285.1248 | 244.3927 | 213.8436 | 190.0832 | 171.0749 | 85.5374 | 57.025 | 42.7687 | 34.215 | 28.5125 | 24.4393 | 21.3844 | 19.0083 | 17.1075 | 8.5537 | 5.7025 | 4.2769 | 3.4215 | 2.8512 | 2.4439 | 2.1384 | 1.9008 | 1.7107 | 0.85537 | 0.57025 | 0.42769 | 0.34215 | 0.28512 | 0.24439 | 0.21384 | 0.19008 | 0.17107
0.09 | 5 | 256.926 | 214.105 | 183.5186 | 160.5788 | 142.7367 | 128.463 | 64.2315 | 42.821 | 32.1158 | 25.6926 | 21.4105 | 18.3519 | 16.0579 | 14.2737 | 12.8463 | 6.4232 | 4.2821 | 3.2116 | 2.5693 | 2.1411 | 1.8352 | 1.6058 | 1.4274 | 1.2846 | 0.64232 | 0.42821 | 0.32116 | 0.25693 | 0.21411 | 0.18352 | 0.16058 | 0.14274 | 0.12846
0.09 | 5.5 | 189.0973 | 157.5811 | 135.0695 | 118.1858 | 105.0541 | 94.5487 | 47.2743 | 31.5162 | 23.6372 | 18.9097 | 15.7581 | 13.507 | 11.8186 | 10.5054 | 9.4549 | 4.7274 | 3.1516 | 2.3637 | 1.891 | 1.5758 | 1.3507 | 1.1819 | 1.0505 | 0.94549 | 0.47274 | 0.31516 | 0.23637 | 0.1891 | 0.15758 | 0.13507 | 0.11819 | 0.10505 | 0.094549
0.09 | 6 | 164.9699 | 137.4749 | 117.8356 | 103.1062 | 91.6499 | 82.4849 | 41.2425 | 27.495 | 20.6212 | 16.497 | 13.7475 | 11.7836 | 10.3106 | 9.165 | 8.2485 | 4.1242 | 2.7495 | 2.0621 | 1.6497 | 1.3747 | 1.1784 | 1.0311 | 0.9165 | 0.82485 | 0.41242 | 0.27495 | 0.20621 | 0.16497 | 0.13747 | 0.11784 | 0.10311 | 0.09165 | 0.082485
0.09 | 6.5 | 169.7114 | 141.4262 | 121.2224 | 106.0696 | 94.2841 | 84.8557 | 42.4279 | 28.2852 | 21.2139 | 16.9711 | 14.1426 | 12.1222 | 10.607 | 9.4284 | 8.4856 | 4.2428 | 2.8285 | 2.1214 | 1.6971 | 1.4143 | 1.2122 | 1.0607 | 0.94284 | 0.84856 | 0.42428 | 0.28285 | 0.21214 | 0.16971 | 0.14143 | 0.12122 | 0.10607 | 0.094284 | 0.084856
0.09 | 7 | 156.2734 | 130.2278 | 111.6238 | 97.6709 | 86.8185 | 78.1367 | 39.0683 | 26.0456 | 19.5342 | 15.6273 | 13.0228 | 11.1624 | 9.7671 | 8.6819 | 7.8137 | 3.9068 | 2.6046 | 1.9534 | 1.5627 | 1.3023 | 1.1162 | 0.97671 | 0.86819 | 0.78137 | 0.39068 | 0.26046 | 0.19534 | 0.15627 | 0.13023 | 0.11162 | 0.097671 | 0.086819 | 0.078137
0.09 | 7.5 | 123.0302 | 102.5252 | 87.8787 | 76.8939 | 68.3501 | 61.5151 | 30.7576 | 20.505 | 15.3788 | 12.303 | 10.2525 | 8.7879 | 7.6894 | 6.835 | 6.1515 | 3.0758 | 2.0505 | 1.5379 | 1.2303 | 1.0253 | 0.87879 | 0.76894 | 0.6835 | 0.61515 | 0.30758 | 0.20505 | 0.15379 | 0.12303 | 0.10253 | 0.087879 | 0.076894 | 0.06835 | 0.061515
0.09 | 8 | 96.4922 | 80.4102 | 68.923 | 60.3076 | 53.6068 | 48.2461 | 24.1231 | 16.082 | 12.0615 | 9.6492 | 8.041 | 6.8923 | 6.0308 | 5.3607 | 4.8246 | 2.4123 | 1.6082 | 1.2062 | 0.96492 | 0.8041 | 0.68923 | 0.60308 | 0.53607 | 0.48246 | 0.24123 | 0.16082 | 0.12062 | 0.096492 | 0.08041 | 0.068923 | 0.060308 | 0.053607 | 0.048246
0.09 | 8.5 | 87.4762 | 72.8968 | 62.483 | 54.6726 | 48.5979 | 43.7381 | 21.8691 | 14.5794 | 10.9345 | 8.7476 | 7.2897 | 6.2483 | 5.4673 | 4.8598 | 4.3738 | 2.1869 | 1.4579 | 1.0935 | 0.87476 | 0.72897 | 0.62483 | 0.54673 | 0.48598 | 0.43738 | 0.21869 | 0.14579 | 0.10935 | 0.087476 | 0.072897 | 0.062483 | 0.054673 | 0.048598 | 0.043738
0.09 | 9 | 77.1598 | 64.2998 | 55.1141 | 48.2249 | 42.8665 | 38.5799 | 19.2899 | 12.86 | 9.645 | 7.716 | 6.43 | 5.5114 | 4.8225 | 4.2867 | 3.858 | 1.929 | 1.286 | 0.9645 | 0.7716 | 0.643 | 0.55114 | 0.48225 | 0.42867 | 0.3858 | 0.1929 | 0.1286 | 0.09645 | 0.07716 | 0.0643 | 0.055114 | 0.048225 | 0.042867 | 0.03858
0.09 | 9.5 | 66.3677 | 55.3064 | 47.4055 | 41.4798 | 36.8709 | 33.1838 | 16.5919 | 11.0613 | 8.296 | 6.6368 | 5.5306 | 4.7405 | 4.148 | 3.6871 | 3.3184 | 1.6592 | 1.1061 | 0.8296 | 0.66368 | 0.55306 | 0.47405 | 0.4148 | 0.36871 | 0.33184 | 0.16592 | 0.11061 | 0.08296 | 0.066368 | 0.055306 | 0.047405 | 0.04148 | 0.036871 | 0.033184
0.09 | 10 | 65.9109 | 54.9257 | 47.0792 | 41.1943 | 36.6171 | 32.9554 | 16.4777 | 10.9851 | 8.2389 | 6.5911 | 5.4926 | 4.7079 | 4.1194 | 3.6617 | 3.2955 | 1.6478 | 1.0985 | 0.82389 | 0.65911 | 0.54926 | 0.47079 | 0.41194 | 0.36617 | 0.32955 | 0.16478 | 0.10985 | 0.082389 | 0.065911 | 0.054926 | 0.047079 | 0.041194 | 0.036617 | 0.032955
0.09 | 12 | 48.4818 | 40.4015 | 34.6299 | 30.3012 | 26.9344 | 24.2409 | 12.1205 | 8.0803 | 6.0602 | 4.8482 | 4.0402 | 3.463 | 3.0301 | 2.6934 | 2.4241 | 1.212 | 0.80803 | 0.60602 | 0.48482 | 0.40402 | 0.3463 | 0.30301 | 0.26934 | 0.24241 | 0.1212 | 0.080803 | 0.060602 | 0.048482 | 0.040402 | 0.03463 | 0.030301 | 0.026934 | 0.024241
0.09 | 14 | 37.5098 | 31.2582 | 26.7927 | 23.4436 | 20.8388 | 18.7549 | 9.3775 | 6.2516 | 4.6887 | 3.751 | 3.1258 | 2.6793 | 2.3444 | 2.0839 | 1.8755 | 0.93775 | 0.62516 | 0.46887 | 0.3751 | 0.31258 | 0.26793 | 0.23444 | 0.20839 | 0.18755 | 0.093775 | 0.062516 | 0.046887 | 0.03751 | 0.031258 | 0.026793 | 0.023444 | 0.020839 | 0.018755
0.09 | 16 | 25.1989 | 20.9991 | 17.9992 | 15.7493 | 13.9994 | 12.5994 | 6.2997 | 4.1998 | 3.1499 | 2.5199 | 2.0999 | 1.7999 | 1.5749 | 1.3999 | 1.2599 | 0.62997 | 0.41998 | 0.31499 | 0.25199 | 0.20999 | 0.17999 | 0.15749 | 0.13999 | 0.12599 | 0.062997 | 0.041998 | 0.031499 | 0.025199 | 0.020999 | 0.017999 | 0.015749 | 0.013999 | 0.012599
0.09 | 18 | 20.5213 | 17.1011 | 14.658 | 12.8258 | 11.4007 | 10.2606 | 5.1303 | 3.4202 | 2.5652 | 2.0521 | 1.7101 | 1.4658 | 1.2826 | 1.1401 | 1.0261 | 0.51303 | 0.34202 | 0.25652 | 0.20521 | 0.17101 | 0.14658 | 0.12826 | 0.11401 | 0.10261 | 0.051303 | 0.034202 | 0.025652 | 0.020521 | 0.017101 | 0.014658 | 0.012826 | 0.011401 | 0.010261
0.09 | 20 | 16.6478 | 13.8732 | 11.8913 | 10.4049 | 9.2488 | 8.3239 | 4.1619 | 2.7746 | 2.081 | 1.6648 | 1.3873 | 1.1891 | 1.0405 | 0.92488 | 0.83239 | 0.41619 | 0.27746 | 0.2081 | 0.16648 | 0.13873 | 0.11891 | 0.10405 | 0.092488 | 0.083239 | 0.041619 | 0.027746 | 0.02081 | 0.016648 | 0.013873 | 0.011891 | 0.010405 | 0.0092488 | 0.0083239
0.09 | 25 | 10.0874 | 8.4061 | 7.2053 | 6.3046 | 5.6041 | 5.0437 | 2.5218 | 1.6812 | 1.2609 | 1.0087 | 0.84061 | 0.72053 | 0.63046 | 0.56041 | 0.50437 | 0.25218 | 0.16812 | 0.12609 | 0.10087 | 0.084061 | 0.072053 | 0.063046 | 0.056041 | 0.050437 | 0.025218 | 0.016812 | 0.012609 | 0.010087 | 0.0084061 | 0.0072053 | 0.0063046 | 0.0056041 | 0.0050437
0.09 | 30 | 6.7296 | 5.608 | 4.8068 | 4.206 | 3.7386 | 3.3648 | 1.6824 | 1.1216 | 0.8412 | 0.67296 | 0.5608 | 0.48068 | 0.4206 | 0.37386 | 0.33648 | 0.16824 | 0.11216 | 0.08412 | 0.067296 | 0.05608 | 0.048068 | 0.04206 | 0.037386 | 0.033648 | 0.016824 | 0.011216 | 0.008412 | 0.0067296 | 0.005608 | 0.0048068 | 0.004206 | 0.0037386 | 0.0033648
0.09 | 35 | 4.8953 | 4.0794 | 3.4966 | 3.0596 | 2.7196 | 2.4476 | 1.2238 | 0.81588 | 0.61191 | 0.48953 | 0.40794 | 0.34966 | 0.30596 | 0.27196 | 0.24476 | 0.12238 | 0.081588 | 0.061191 | 0.048953 | 0.040794 | 0.034966 | 0.030596 | 0.027196 | 0.024476 | 0.012238 | 0.0081588 | 0.0061191 | 0.0048953 | 0.0040794 | 0.0034966 | 0.0030596 | 0.0027196 | 0.0024476
0.09 | 40 | 3.7248 | 3.104 | 2.6605 | 2.328 | 2.0693 | 1.8624 | 0.93119 | 0.62079 | 0.4656 | 0.37248 | 0.3104 | 0.26605 | 0.2328 | 0.20693 | 0.18624 | 0.093119 | 0.062079 | 0.04656 | 0.037248 | 0.03104 | 0.026605 | 0.02328 | 0.020693 | 0.018624 | 0.0093119 | 0.0062079 | 0.004656 | 0.0037248 | 0.003104 | 0.0026605 | 0.002328 | 0.0020693 | 0.0018624
0.09 | 45 | 2.9304 | 2.442 | 2.0931 | 1.8315 | 1.628 | 1.4652 | 0.7326 | 0.4884 | 0.3663 | 0.29304 | 0.2442 | 0.20931 | 0.18315 | 0.1628 | 0.14652 | 0.07326 | 0.04884 | 0.03663 | 0.029304 | 0.02442 | 0.020931 | 0.018315 | 0.01628 | 0.014652 | 0.007326 | 0.004884 | 0.003663 | 0.0029304 | 0.002442 | 0.0020931 | 0.0018315 | 0.001628 | 0.0014652
0.09 | 50 | 2.3732 | 1.9777 | 1.6952 | 1.4833 | 1.3185 | 1.1866 | 0.59331 | 0.39554 | 0.29665 | 0.23732 | 0.19777 | 0.16952 | 0.14833 | 0.13185 | 0.11866 | 0.059331 | 0.039554 | 0.029665 | 0.023732 | 0.019777 | 0.016952 | 0.014833 | 0.013185 | 0.011866 | 0.0059331 | 0.0039554 | 0.0029665 | 0.0023732 | 0.0019777 | 0.0016952 | 0.0014833 | 0.0013185 | 0.0011866
0.09 | 55 | 1.9572 | 1.631 | 1.398 | 1.2233 | 1.0874 | 0.97862 | 0.48931 | 0.32621 | 0.24466 | 0.19572 | 0.1631 | 0.1398 | 0.12233 | 0.10874 | 0.097862 | 0.048931 | 0.032621 | 0.024466 | 0.019572 | 0.01631 | 0.01398 | 0.012233 | 0.010874 | 0.0097862 | 0.0048931 | 0.0032621 | 0.0024466 | 0.0019572 | 0.001631 | 0.001398 | 0.0012233 | 0.0010874 | 0.00097862
0.09 | 60 | 1.6378 | 1.3648 | 1.1699 | 1.0236 | 0.90988 | 0.8189 | 0.40945 | 0.27297 | 0.20472 | 0.16378 | 0.13648 | 0.11699 | 0.10236 | 0.090988 | 0.08189 | 0.040945 | 0.027297 | 0.020472 | 0.016378 | 0.013648 | 0.011699 | 0.010236 | 0.0090988 | 0.008189 | 0.0040945 | 0.0027297 | 0.0020472 | 0.0016378 | 0.0013648 | 0.0011699 | 0.0010236 | 0.00090988 | 0.0008189
0.09 | 65 | 1.3898 | 1.1582 | 0.99271 | 0.86862 | 0.77211 | 0.6949 | 0.34745 | 0.23163 | 0.17372 | 0.13898 | 0.11582 | 0.099271 | 0.086862 | 0.077211 | 0.06949 | 0.034745 | 0.023163 | 0.017372 | 0.013898 | 0.011582 | 0.0099271 | 0.0086862 | 0.0077211 | 0.006949 | 0.0034745 | 0.0023163 | 0.0017372 | 0.0013898 | 0.0011582 | 0.00099271 | 0.00086862 | 0.00077211 | 0.0006949
0.09 | 70 | 1.1871 | 0.98925 | 0.84793 | 0.74194 | 0.6595 | 0.59355 | 0.29678 | 0.19785 | 0.14839 | 0.11871 | 0.098925 | 0.084793 | 0.074194 | 0.06595 | 0.059355 | 0.029678 | 0.019785 | 0.014839 | 0.011871 | 0.0098925 | 0.0084793 | 0.0074194 | 0.006595 | 0.0059355 | 0.0029678 | 0.0019785 | 0.0014839 | 0.0011871 | 0.00098925 | 0.00084793 | 0.00074194 | 0.0006595 | 0.00059355
0.09 | 75 | 1.0342 | 0.86185 | 0.73873 | 0.64639 | 0.57457 | 0.51711 | 0.25856 | 0.17237 | 0.12928 | 0.10342 | 0.086185 | 0.073873 | 0.064639 | 0.057457 | 0.051711 | 0.025856 | 0.017237 | 0.012928 | 0.010342 | 0.0086185 | 0.0073873 | 0.0064639 | 0.0057457 | 0.0051711 | 0.0025856 | 0.0017237 | 0.0012928 | 0.0010342 | 0.00086185 | 0.00073873 | 0.00064639 | 0.00057457 | 0.00051711
0.09 | 80 | 0.90359 | 0.75299 | 0.64542 | 0.56475 | 0.502 | 0.4518 | 0.2259 | 0.1506 | 0.11295 | 0.090359 | 0.075299 | 0.064542 | 0.056475 | 0.0502 | 0.04518 | 0.02259 | 0.01506 | 0.011295 | 0.0090359 | 0.0075299 | 0.0064542 | 0.0056475 | 0.00502 | 0.004518 | 0.002259 | 0.001506 | 0.0011295 | 0.00090359 | 0.00075299 | 0.00064542 | 0.00056475 | 0.000502 | 0.0004518
0.09 | 85 | 0.79308 | 0.6609 | 0.56649 | 0.49568 | 0.4406 | 0.39654 | 0.19827 | 0.13218 | 0.099135 | 0.079308 | 0.06609 | 0.056649 | 0.049568 | 0.04406 | 0.039654 | 0.019827 | 0.013218 | 0.0099135 | 0.0079308 | 0.006609 | 0.0056649 | 0.0049568 | 0.004406 | 0.0039654 | 0.0019827 | 0.0013218 | 0.00099135 | 0.00079308 | 0.0006609 | 0.00056649 | 0.00049568 | 0.0004406 | 0.00039654
0.09 | 90 | 0.70882 | 0.59068 | 0.5063 | 0.44301 | 0.39379 | 0.35441 | 0.1772 | 0.11814 | 0.088602 | 0.070882 | 0.059068 | 0.05063 | 0.044301 | 0.039379 | 0.035441 | 0.01772 | 0.011814 | 0.0088602 | 0.0070882 | 0.0059068 | 0.005063 | 0.0044301 | 0.0039379 | 0.0035441 | 0.001772 | 0.0011814 | 0.00088602 | 0.00070882 | 0.00059068 | 0.0005063 | 0.00044301 | 0.00039379 | 0.00035441
0.09 | 95 | 0.6356 | 0.52967 | 0.454 | 0.39725 | 0.35311 | 0.3178 | 0.1589 | 0.10593 | 0.07945 | 0.06356 | 0.052967 | 0.0454 | 0.039725 | 0.035311 | 0.03178 | 0.01589 | 0.010593 | 0.007945 | 0.006356 | 0.0052967 | 0.00454 | 0.0039725 | 0.0035311 | 0.003178 | 0.001589 | 0.0010593 | 0.0007945 | 0.0006356 | 0.00052967 | 0.000454 | 0.00039725 | 0.00035311 | 0.0003178
0.09 | 100 | 0.5727 | 0.47725 | 0.40907 | 0.35794 | 0.31817 | 0.28635 | 0.14318 | 0.09545 | 0.071588 | 0.05727 | 0.047725 | 0.040907 | 0.035794 | 0.031817 | 0.028635 | 0.014318 | 0.009545 | 0.0071588 | 0.005727 | 0.0047725 | 0.0040907 | 0.0035794 | 0.0031817 | 0.0028635 | 0.0014318 | 0.0009545 | 0.00071588 | 0.0005727 | 0.00047725 | 0.00040907 | 0.00035794 | 0.00031817 | 0.00028635
0.095 | 0.1 | 3504.4799 | 2920.3999 | 2503.1999 | 2190.2999 | 1946.9333 | 1752.2399 | 876.12 | 584.08 | 438.06 | 350.448 | 292.04 | 250.32 | 219.03 | 194.6933 | 175.224 | 87.612 | 58.408 | 43.806 | 35.0448 | 29.204 | 25.032 | 21.903 | 19.4693 | 17.5224 | 8.7612 | 5.8408 | 4.3806 | 3.5045 | 2.9204 | 2.5032 | 2.1903 | 1.9469 | 1.7522
0.095 | 0.2 | 1368.7398 | 1140.6165 | 977.6713 | 855.4624 | 760.411 | 684.3699 | 342.1849 | 228.1233 | 171.0925 | 136.874 | 114.0616 | 97.7671 | 85.5462 | 76.0411 | 68.437 | 34.2185 | 22.8123 | 17.1092 | 13.6874 | 11.4062 | 9.7767 | 8.5546 | 7.6041 | 6.8437 | 3.4218 | 2.2812 | 1.7109 | 1.3687 | 1.1406 | 0.97767 | 0.85546 | 0.76041 | 0.68437
0.095 | 0.3 | 541.4477 | 451.2064 | 386.7483 | 338.4048 | 300.8043 | 270.7238 | 135.3619 | 90.2413 | 67.681 | 54.1448 | 45.1206 | 38.6748 | 33.8405 | 30.0804 | 27.0724 | 13.5362 | 9.0241 | 6.7681 | 5.4145 | 4.5121 | 3.8675 | 3.384 | 3.008 | 2.7072 | 1.3536 | 0.90241 | 0.67681 | 0.54145 | 0.45121 | 0.38675 | 0.3384 | 0.3008 | 0.27072
0.095 | 0.4 | 374.9917 | 312.4931 | 267.8512 | 234.3698 | 208.3287 | 187.4958 | 93.7479 | 62.4986 | 46.874 | 37.4992 | 31.2493 | 26.7851 | 23.437 | 20.8329 | 18.7496 | 9.3748 | 6.2499 | 4.6874 | 3.7499 | 3.1249 | 2.6785 | 2.3437 | 2.0833 | 1.875 | 0.93748 | 0.62499 | 0.46874 | 0.37499 | 0.31249 | 0.26785 | 0.23437 | 0.20833 | 0.1875
0.095 | 0.5 | 370.4559 | 308.7132 | 264.6113 | 231.5349 | 205.8088 | 185.2279 | 92.614 | 61.7426 | 46.307 | 37.0456 | 30.8713 | 26.4611 | 23.1535 | 20.5809 | 18.5228 | 9.2614 | 6.1743 | 4.6307 | 3.7046 | 3.0871 | 2.6461 | 2.3153 | 2.0581 | 1.8523 | 0.92614 | 0.61743 | 0.46307 | 0.37046 | 0.30871 | 0.26461 | 0.23153 | 0.20581 | 0.18523
0.095 | 0.6 | 377.8068 | 314.839 | 269.862 | 236.1293 | 209.8927 | 188.9034 | 94.4517 | 62.9678 | 47.2259 | 37.7807 | 31.4839 | 26.9862 | 23.6129 | 20.9893 | 18.8903 | 9.4452 | 6.2968 | 4.7226 | 3.7781 | 3.1484 | 2.6986 | 2.3613 | 2.0989 | 1.889 | 0.94452 | 0.62968 | 0.47226 | 0.37781 | 0.31484 | 0.26986 | 0.23613 | 0.20989 | 0.1889
0.095 | 0.7 | 388.7489 | 323.9574 | 277.6778 | 242.9681 | 215.9716 | 194.3745 | 97.1872 | 64.7915 | 48.5936 | 38.8749 | 32.3957 | 27.7678 | 24.2968 | 21.5972 | 19.4374 | 9.7187 | 6.4791 | 4.8594 | 3.8875 | 3.2396 | 2.7768 | 2.4297 | 2.1597 | 1.9437 | 0.97187 | 0.64791 | 0.48594 | 0.38875 | 0.32396 | 0.27768 | 0.24297 | 0.21597 | 0.19437
0.095 | 0.8 | 399.0938 | 332.5781 | 285.067 | 249.4336 | 221.7188 | 199.5469 | 99.7734 | 66.5156 | 49.8867 | 39.9094 | 33.2578 | 28.5067 | 24.9434 | 22.1719 | 19.9547 | 9.9773 | 6.6516 | 4.9887 | 3.9909 | 3.3258 | 2.8507 | 2.4943 | 2.2172 | 1.9955 | 0.99773 | 0.66516 | 0.49887 | 0.39909 | 0.33258 | 0.28507 | 0.24943 | 0.22172 | 0.19955
0.095 | 0.9 | 417.1803 | 347.6503 | 297.986 | 260.7377 | 231.7669 | 208.5902 | 104.2951 | 69.5301 | 52.1475 | 41.718 | 34.765 | 29.7986 | 26.0738 | 23.1767 | 20.859 | 10.4295 | 6.953 | 5.2148 | 4.1718 | 3.4765 | 2.9799 | 2.6074 | 2.3177 | 2.0859 | 1.043 | 0.6953 | 0.52148 | 0.41718 | 0.34765 | 0.29799 | 0.26074 | 0.23177 | 0.20859
0.095 | 1 | 446.3258 | 371.9382 | 318.8041 | 278.9536 | 247.9588 | 223.1629 | 111.5815 | 74.3876 | 55.7907 | 44.6326 | 37.1938 | 31.8804 | 27.8954 | 24.7959 | 22.3163 | 11.1581 | 7.4388 | 5.5791 | 4.4633 | 3.7194 | 3.188 | 2.7895 | 2.4796 | 2.2316 | 1.1158 | 0.74388 | 0.55791 | 0.44633 | 0.37194 | 0.3188 | 0.27895 | 0.24796 | 0.22316
0.095 | 1.25 | 526.0783 | 438.3986 | 375.7702 | 328.7989 | 292.2657 | 263.0392 | 131.5196 | 87.6797 | 65.7598 | 52.6078 | 43.8399 | 37.577 | 32.8799 | 29.2266 | 26.3039 | 13.152 | 8.768 | 6.576 | 5.2608 | 4.384 | 3.7577 | 3.288 | 2.9227 | 2.6304 | 1.3152 | 0.8768 | 0.6576 | 0.52608 | 0.4384 | 0.37577 | 0.3288 | 0.29227 | 0.26304
0.095 | 1.5 | 717.924 | 598.27 | 512.8028 | 448.7025 | 398.8466 | 358.962 | 179.481 | 119.654 | 89.7405 | 71.7924 | 59.827 | 51.2803 | 44.8702 | 39.8847 | 35.8962 | 17.9481 | 11.9654 | 8.974 | 7.1792 | 5.9827 | 5.128 | 4.487 | 3.9885 | 3.5896 | 1.7948 | 1.1965 | 0.8974 | 0.71792 | 0.59827 | 0.5128 | 0.4487 | 0.39885 | 0.35896
0.095 | 1.75 | 1179.9803 | 983.3169 | 842.8431 | 737.4877 | 655.5446 | 589.9902 | 294.9951 | 196.6634 | 147.4975 | 117.998 | 98.3317 | 84.2843 | 73.7488 | 65.5545 | 58.999 | 29.4995 | 19.6663 | 14.7498 | 11.7998 | 9.8332 | 8.4284 | 7.3749 | 6.5554 | 5.8999 | 2.95 | 1.9666 | 1.475 | 1.18 | 0.98332 | 0.84284 | 0.73749 | 0.65554 | 0.58999
0.095 | 2 | 1484.5625 | 1237.1354 | 1060.4018 | 927.8516 | 824.7569 | 742.2812 | 371.1406 | 247.4271 | 185.5703 | 148.4562 | 123.7135 | 106.0402 | 92.7852 | 82.4757 | 74.2281 | 37.1141 | 24.7427 | 18.557 | 14.8456 | 12.3714 | 10.604 | 9.2785 | 8.2476 | 7.4228 | 3.7114 | 2.4743 | 1.8557 | 1.4846 | 1.2371 | 1.0604 | 0.92785 | 0.82476 | 0.74228
0.095 | 2.25 | 1624.746 | 1353.955 | 1160.5329 | 1015.4662 | 902.6367 | 812.373 | 406.1865 | 270.791 | 203.0932 | 162.4746 | 135.3955 | 116.0533 | 101.5466 | 90.2637 | 81.2373 | 40.6186 | 27.0791 | 20.3093 | 16.2475 | 13.5395 | 11.6053 | 10.1547 | 9.0264 | 8.1237 | 4.0619 | 2.7079 | 2.0309 | 1.6247 | 1.354 | 1.1605 | 1.0155 | 0.90264 | 0.81237
0.095 | 2.5 | 1133.2946 | 944.4122 | 809.4962 | 708.3092 | 629.6081 | 566.6473 | 283.3237 | 188.8824 | 141.6618 | 113.3295 | 94.4412 | 80.9496 | 70.8309 | 62.9608 | 56.6647 | 28.3324 | 18.8882 | 14.1662 | 11.3329 | 9.4441 | 8.095 | 7.0831 | 6.2961 | 5.6665 | 2.8332 | 1.8888 | 1.4166 | 1.1333 | 0.94441 | 0.8095 | 0.70831 | 0.62961 | 0.56665
0.095 | 2.75 | 669.4726 | 557.8939 | 478.1947 | 418.4204 | 371.9292 | 334.7363 | 167.3682 | 111.5788 | 83.6841 | 66.9473 | 55.7894 | 47.8195 | 41.842 | 37.1929 | 33.4736 | 16.7368 | 11.1579 | 8.3684 | 6.6947 | 5.5789 | 4.7819 | 4.1842 | 3.7193 | 3.3474 | 1.6737 | 1.1158 | 0.83684 | 0.66947 | 0.55789 | 0.47819 | 0.41842 | 0.37193 | 0.33474
0.095 | 3 | 479.8289 | 399.8574 | 342.7349 | 299.8931 | 266.5716 | 239.9145 | 119.9572 | 79.9715 | 59.9786 | 47.9829 | 39.9857 | 34.2735 | 29.9893 | 26.6572 | 23.9914 | 11.9957 | 7.9971 | 5.9979 | 4.7983 | 3.9986 | 3.4273 | 2.9989 | 2.6657 | 2.3991 | 1.1996 | 0.79971 | 0.59979 | 0.47983 | 0.39986 | 0.34273 | 0.29989 | 0.26657 | 0.23991
0.095 | 3.25 | 356.6048 | 297.1707 | 254.7177 | 222.878 | 198.1138 | 178.3024 | 89.1512 | 59.4341 | 44.5756 | 35.6605 | 29.7171 | 25.4718 | 22.2878 | 19.8114 | 17.8302 | 8.9151 | 5.9434 | 4.4576 | 3.566 | 2.9717 | 2.5472 | 2.2288 | 1.9811 | 1.783 | 0.89151 | 0.59434 | 0.44576 | 0.3566 | 0.29717 | 0.25472 | 0.22288 | 0.19811 | 0.1783
0.095 | 3.5 | 325.9588 | 271.6323 | 232.8277 | 203.7243 | 181.0882 | 162.9794 | 81.4897 | 54.3265 | 40.7449 | 32.5959 | 27.1632 | 23.2828 | 20.3724 | 18.1088 | 16.2979 | 8.149 | 5.4326 | 4.0745 | 3.2596 | 2.7163 | 2.3283 | 2.0372 | 1.8109 | 1.6298 | 0.8149 | 0.54326 | 0.40745 | 0.32596 | 0.27163 | 0.23283 | 0.20372 | 0.18109 | 0.16298
0.095 | 3.75 | 322.5818 | 268.8182 | 230.4156 | 201.6136 | 179.2121 | 161.2909 | 80.6455 | 53.7636 | 40.3227 | 32.2582 | 26.8818 | 23.0416 | 20.1614 | 17.9212 | 16.1291 | 8.0645 | 5.3764 | 4.0323 | 3.2258 | 2.6882 | 2.3042 | 2.0161 | 1.7921 | 1.6129 | 0.80645 | 0.53764 | 0.40323 | 0.32258 | 0.26882 | 0.23042 | 0.20161 | 0.17921 | 0.16129
0.095 | 4 | 321.939 | 268.2825 | 229.9564 | 201.2118 | 178.855 | 160.9695 | 80.4847 | 53.6565 | 40.2424 | 32.1939 | 26.8282 | 22.9956 | 20.1212 | 17.8855 | 16.0969 | 8.0485 | 5.3656 | 4.0242 | 3.2194 | 2.6828 | 2.2996 | 2.0121 | 1.7885 | 1.6097 | 0.80485 | 0.53656 | 0.40242 | 0.32194 | 0.26828 | 0.22996 | 0.20121 | 0.17885 | 0.16097
0.095 | 4.25 | 353.9012 | 294.9177 | 252.7866 | 221.1883 | 196.6118 | 176.9506 | 88.4753 | 58.9835 | 44.2377 | 35.3901 | 29.4918 | 25.2787 | 22.1188 | 19.6612 | 17.6951 | 8.8475 | 5.8984 | 4.4238 | 3.539 | 2.9492 | 2.5279 | 2.2119 | 1.9661 | 1.7695 | 0.88475 | 0.58984 | 0.44238 | 0.3539 | 0.29492 | 0.25279 | 0.22119 | 0.19661 | 0.17695
0.095 | 4.5 | 376.3093 | 313.5911 | 268.7924 | 235.1933 | 209.0607 | 188.1546 | 94.0773 | 62.7182 | 47.0387 | 37.6309 | 31.3591 | 26.8792 | 23.5193 | 20.9061 | 18.8155 | 9.4077 | 6.2718 | 4.7039 | 3.7631 | 3.1359 | 2.6879 | 2.3519 | 2.0906 | 1.8815 | 0.94077 | 0.62718 | 0.47039 | 0.37631 | 0.31359 | 0.26879 | 0.23519 | 0.20906 | 0.18815
0.095 | 4.75 | 328.0669 | 273.3891 | 234.3335 | 205.0418 | 182.2594 | 164.0334 | 82.0167 | 54.6778 | 41.0084 | 32.8067 | 27.3389 | 23.4333 | 20.5042 | 18.2259 | 16.4033 | 8.2017 | 5.4678 | 4.1008 | 3.2807 | 2.7339 | 2.3433 | 2.0504 | 1.8226 | 1.6403 | 0.82017 | 0.54678 | 0.41008 | 0.32807 | 0.27339 | 0.23433 | 0.20504 | 0.18226 | 0.16403
0.095 | 5 | 251.5339 | 209.6116 | 179.6671 | 157.2087 | 139.7411 | 125.767 | 62.8835 | 41.9223 | 31.4417 | 25.1534 | 20.9612 | 17.9667 | 15.7209 | 13.9741 | 12.5767 | 6.2883 | 4.1922 | 3.1442 | 2.5153 | 2.0961 | 1.7967 | 1.5721 | 1.3974 | 1.2577 | 0.62883 | 0.41922 | 0.31442 | 0.25153 | 0.20961 | 0.17967 | 0.15721 | 0.13974 | 0.12577
0.095 | 5.5 | 183.6888 | 153.074 | 131.2063 | 114.8055 | 102.0493 | 91.8444 | 45.9222 | 30.6148 | 22.9611 | 18.3689 | 15.3074 | 13.1206 | 11.4806 | 10.2049 | 9.1844 | 4.5922 | 3.0615 | 2.2961 | 1.8369 | 1.5307 | 1.3121 | 1.1481 | 1.0205 | 0.91844 | 0.45922 | 0.30615 | 0.22961 | 0.18369 | 0.15307 | 0.13121 | 0.11481 | 0.10205 | 0.091844
0.095 | 6 | 162.9655 | 135.8046 | 116.404 | 101.8535 | 90.5364 | 81.4828 | 40.7414 | 27.1609 | 20.3707 | 16.2966 | 13.5805 | 11.6404 | 10.1853 | 9.0536 | 8.1483 | 4.0741 | 2.7161 | 2.0371 | 1.6297 | 1.358 | 1.164 | 1.0185 | 0.90536 | 0.81483 | 0.40741 | 0.27161 | 0.20371 | 0.16297 | 0.1358 | 0.1164 | 0.10185 | 0.090536 | 0.081483
0.095 | 6.5 | 165.3552 | 137.796 | 118.1108 | 103.347 | 91.864 | 82.6776 | 41.3388 | 27.5592 | 20.6694 | 16.5355 | 13.7796 | 11.8111 | 10.3347 | 9.1864 | 8.2678 | 4.1339 | 2.7559 | 2.0669 | 1.6536 | 1.378 | 1.1811 | 1.0335 | 0.91864 | 0.82678 | 0.41339 | 0.27559 | 0.20669 | 0.16536 | 0.1378 | 0.11811 | 0.10335 | 0.091864 | 0.082678
0.095 | 7 | 151.4918 | 126.2431 | 108.2084 | 94.6824 | 84.1621 | 75.7459 | 37.8729 | 25.2486 | 18.9365 | 15.1492 | 12.6243 | 10.8208 | 9.4682 | 8.4162 | 7.5746 | 3.7873 | 2.5249 | 1.8936 | 1.5149 | 1.2624 | 1.0821 | 0.94682 | 0.84162 | 0.75746 | 0.37873 | 0.25249 | 0.18936 | 0.15149 | 0.12624 | 0.10821 | 0.094682 | 0.084162 | 0.075746
0.095 | 7.5 | 120.3859 | 100.3216 | 85.99 | 75.2412 | 66.8811 | 60.193 | 30.0965 | 20.0643 | 15.0482 | 12.0386 | 10.0322 | 8.599 | 7.5241 | 6.6881 | 6.0193 | 3.0096 | 2.0064 | 1.5048 | 1.2039 | 1.0032 | 0.8599 | 0.75241 | 0.66881 | 0.60193 | 0.30096 | 0.20064 | 0.15048 | 0.12039 | 0.10032 | 0.08599 | 0.075241 | 0.066881 | 0.060193
0.095 | 8 | 93.3461 | 77.7884 | 66.6758 | 58.3413 | 51.8589 | 46.6731 | 23.3365 | 15.5577 | 11.6683 | 9.3346 | 7.7788 | 6.6676 | 5.8341 | 5.1859 | 4.6673 | 2.3337 | 1.5558 | 1.1668 | 0.93346 | 0.77788 | 0.66676 | 0.58341 | 0.51859 | 0.46673 | 0.23337 | 0.15558 | 0.11668 | 0.093346 | 0.077788 | 0.066676 | 0.058341 | 0.051859 | 0.046673
0.095 | 8.5 | 84.9499 | 70.7916 | 60.6785 | 53.0937 | 47.1944 | 42.4749 | 21.2375 | 14.1583 | 10.6187 | 8.495 | 7.0792 | 6.0678 | 5.3094 | 4.7194 | 4.2475 | 2.1237 | 1.4158 | 1.0619 | 0.8495 | 0.70792 | 0.60678 | 0.53094 | 0.47194 | 0.42475 | 0.21237 | 0.14158 | 0.10619 | 0.08495 | 0.070792 | 0.060678 | 0.053094 | 0.047194 | 0.042475
0.095 | 9 | 74.8151 | 62.3459 | 53.4394 | 46.7595 | 41.564 | 37.4076 | 18.7038 | 12.4692 | 9.3519 | 7.4815 | 6.2346 | 5.3439 | 4.6759 | 4.1564 | 3.7408 | 1.8704 | 1.2469 | 0.93519 | 0.74815 | 0.62346 | 0.53439 | 0.46759 | 0.41564 | 0.37408 | 0.18704 | 0.12469 | 0.093519 | 0.074815 | 0.062346 | 0.053439 | 0.046759 | 0.041564 | 0.037408
0.095 | 9.5 | 63.1706 | 52.6421 | 45.1218 | 39.4816 | 35.0948 | 31.5853 | 15.7926 | 10.5284 | 7.8963 | 6.3171 | 5.2642 | 4.5122 | 3.9482 | 3.5095 | 3.1585 | 1.5793 | 1.0528 | 0.78963 | 0.63171 | 0.52642 | 0.45122 | 0.39482 | 0.35095 | 0.31585 | 0.15793 | 0.10528 | 0.078963 | 0.063171 | 0.052642 | 0.045122 | 0.039482 | 0.035095 | 0.031585
0.095 | 10 | 65.3516 | 54.4596 | 46.6797 | 40.8447 | 36.3064 | 32.6758 | 16.3379 | 10.8919 | 8.1689 | 6.5352 | 5.446 | 4.668 | 4.0845 | 3.6306 | 3.2676 | 1.6338 | 1.0892 | 0.81689 | 0.65352 | 0.5446 | 0.4668 | 0.40845 | 0.36306 | 0.32676 | 0.16338 | 0.10892 | 0.081689 | 0.065352 | 0.05446 | 0.04668 | 0.040845 | 0.036306 | 0.032676
0.095 | 12 | 47.6494 | 39.7078 | 34.0353 | 29.7809 | 26.4719 | 23.8247 | 11.9123 | 7.9416 | 5.9562 | 4.7649 | 3.9708 | 3.4035 | 2.9781 | 2.6472 | 2.3825 | 1.1912 | 0.79416 | 0.59562 | 0.47649 | 0.39708 | 0.34035 | 0.29781 | 0.26472 | 0.23825 | 0.11912 | 0.079416 | 0.059562 | 0.047649 | 0.039708 | 0.034035 | 0.029781 | 0.026472 | 0.023825
0.095 | 14 | 36.504 | 30.42 | 26.0743 | 22.815 | 20.28 | 18.252 | 9.126 | 6.084 | 4.563 | 3.6504 | 3.042 | 2.6074 | 2.2815 | 2.028 | 1.8252 | 0.9126 | 0.6084 | 0.4563 | 0.36504 | 0.3042 | 0.26074 | 0.22815 | 0.2028 | 0.18252 | 0.09126 | 0.06084 | 0.04563 | 0.036504 | 0.03042 | 0.026074 | 0.022815 | 0.02028 | 0.018252
0.095 | 16 | 24.8281 | 20.6901 | 17.7344 | 15.5176 | 13.7934 | 12.4141 | 6.207 | 4.138 | 3.1035 | 2.4828 | 2.069 | 1.7734 | 1.5518 | 1.3793 | 1.2414 | 0.6207 | 0.4138 | 0.31035 | 0.24828 | 0.2069 | 0.17734 | 0.15518 | 0.13793 | 0.12414 | 0.06207 | 0.04138 | 0.031035 | 0.024828 | 0.02069 | 0.017734 | 0.015518 | 0.013793 | 0.012414
0.095 | 18 | 20.0602 | 16.7169 | 14.3287 | 12.5376 | 11.1446 | 10.0301 | 5.0151 | 3.3434 | 2.5075 | 2.006 | 1.6717 | 1.4329 | 1.2538 | 1.1145 | 1.003 | 0.50151 | 0.33434 | 0.25075 | 0.2006 | 0.16717 | 0.14329 | 0.12538 | 0.11145 | 0.1003 | 0.050151 | 0.033434 | 0.025075 | 0.02006 | 0.016717 | 0.014329 | 0.012538 | 0.011145 | 0.01003
0.095 | 20 | 16.1954 | 13.4962 | 11.5681 | 10.1221 | 8.9974 | 8.0977 | 4.0488 | 2.6992 | 2.0244 | 1.6195 | 1.3496 | 1.1568 | 1.0122 | 0.89974 | 0.80977 | 0.40488 | 0.26992 | 0.20244 | 0.16195 | 0.13496 | 0.11568 | 0.10122 | 0.089974 | 0.080977 | 0.040488 | 0.026992 | 0.020244 | 0.016195 | 0.013496 | 0.011568 | 0.010122 | 0.0089974 | 0.0080977
0.095 | 25 | 9.8691 | 8.2242 | 7.0493 | 6.1682 | 5.4828 | 4.9345 | 2.4673 | 1.6448 | 1.2336 | 0.98691 | 0.82242 | 0.70493 | 0.61682 | 0.54828 | 0.49345 | 0.24673 | 0.16448 | 0.12336 | 0.098691 | 0.082242 | 0.070493 | 0.061682 | 0.054828 | 0.049345 | 0.024673 | 0.016448 | 0.012336 | 0.0098691 | 0.0082242 | 0.0070493 | 0.0061682 | 0.0054828 | 0.0049345
0.095 | 30 | 6.5979 | 5.4983 | 4.7128 | 4.1237 | 3.6655 | 3.299 | 1.6495 | 1.0997 | 0.82474 | 0.65979 | 0.54983 | 0.47128 | 0.41237 | 0.36655 | 0.3299 | 0.16495 | 0.10997 | 0.082474 | 0.065979 | 0.054983 | 0.047128 | 0.041237 | 0.036655 | 0.03299 | 0.016495 | 0.010997 | 0.0082474 | 0.0065979 | 0.0054983 | 0.0047128 | 0.0041237 | 0.0036655 | 0.003299
0.095 | 35 | 4.7996 | 3.9997 | 3.4283 | 2.9998 | 2.6664 | 2.3998 | 1.1999 | 0.79993 | 0.59995 | 0.47996 | 0.39997 | 0.34283 | 0.29998 | 0.26664 | 0.23998 | 0.11999 | 0.079993 | 0.059995 | 0.047996 | 0.039997 | 0.034283 | 0.029998 | 0.026664 | 0.023998 | 0.011999 | 0.0079993 | 0.0059995 | 0.0047996 | 0.0039997 | 0.0034283 | 0.0029998 | 0.0026664 | 0.0023998
0.095 | 40 | 3.6598 | 3.0498 | 2.6141 | 2.2874 | 2.0332 | 1.8299 | 0.91494 | 0.60996 | 0.45747 | 0.36598 | 0.30498 | 0.26141 | 0.22874 | 0.20332 | 0.18299 | 0.091494 | 0.060996 | 0.045747 | 0.036598 | 0.030498 | 0.026141 | 0.022874 | 0.020332 | 0.018299 | 0.0091494 | 0.0060996 | 0.0045747 | 0.0036598 | 0.0030498 | 0.0026141 | 0.0022874 | 0.0020332 | 0.0018299
0.095 | 45 | 2.8824 | 2.402 | 2.0589 | 1.8015 | 1.6013 | 1.4412 | 0.7206 | 0.4804 | 0.3603 | 0.28824 | 0.2402 | 0.20589 | 0.18015 | 0.16013 | 0.14412 | 0.07206 | 0.04804 | 0.03603 | 0.028824 | 0.02402 | 0.020589 | 0.018015 | 0.016013 | 0.014412 | 0.007206 | 0.004804 | 0.003603 | 0.0028824 | 0.002402 | 0.0020589 | 0.0018015 | 0.0016013 | 0.0014412
0.095 | 50 | 2.3407 | 1.9505 | 1.6719 | 1.4629 | 1.3004 | 1.1703 | 0.58516 | 0.39011 | 0.29258 | 0.23407 | 0.19505 | 0.16719 | 0.14629 | 0.13004 | 0.11703 | 0.058516 | 0.039011 | 0.029258 | 0.023407 | 0.019505 | 0.016719 | 0.014629 | 0.013004 | 0.011703 | 0.0058516 | 0.0039011 | 0.0029258 | 0.0023407 | 0.0019505 | 0.0016719 | 0.0014629 | 0.0013004 | 0.0011703
0.095 | 55 | 1.9311 | 1.6093 | 1.3794 | 1.207 | 1.0729 | 0.96557 | 0.48279 | 0.32186 | 0.24139 | 0.19311 | 0.16093 | 0.13794 | 0.1207 | 0.10729 | 0.096557 | 0.048279 | 0.032186 | 0.024139 | 0.019311 | 0.016093 | 0.013794 | 0.01207 | 0.010729 | 0.0096557 | 0.0048279 | 0.0032186 | 0.0024139 | 0.0019311 | 0.0016093 | 0.0013794 | 0.001207 | 0.0010729 | 0.00096557
0.095 | 60 | 1.6173 | 1.3477 | 1.1552 | 1.0108 | 0.89848 | 0.80863 | 0.40432 | 0.26954 | 0.20216 | 0.16173 | 0.13477 | 0.11552 | 0.10108 | 0.089848 | 0.080863 | 0.040432 | 0.026954 | 0.020216 | 0.016173 | 0.013477 | 0.011552 | 0.010108 | 0.0089848 | 0.0080863 | 0.0040432 | 0.0026954 | 0.0020216 | 0.0016173 | 0.0013477 | 0.0011552 | 0.0010108 | 0.00089848 | 0.00080863
0.095 | 65 | 1.3739 | 1.1449 | 0.98133 | 0.85866 | 0.76325 | 0.68693 | 0.34346 | 0.22898 | 0.17173 | 0.13739 | 0.11449 | 0.098133 | 0.085866 | 0.076325 | 0.068693 | 0.034346 | 0.022898 | 0.017173 | 0.013739 | 0.011449 | 0.0098133 | 0.0085866 | 0.0076325 | 0.0068693 | 0.0034346 | 0.0022898 | 0.0017173 | 0.0013739 | 0.0011449 | 0.00098133 | 0.00085866 | 0.00076325 | 0.00068693
0.095 | 70 | 1.1744 | 0.97863 | 0.83883 | 0.73398 | 0.65242 | 0.58718 | 0.29359 | 0.19573 | 0.1468 | 0.11744 | 0.097863 | 0.083883 | 0.073398 | 0.065242 | 0.058718 | 0.029359 | 0.019573 | 0.01468 | 0.011744 | 0.0097863 | 0.0083883 | 0.0073398 | 0.0065242 | 0.0058718 | 0.0029359 | 0.0019573 | 0.001468 | 0.0011744 | 0.00097863 | 0.00083883 | 0.00073398 | 0.00065242 | 0.00058718
0.095 | 75 | 1.0229 | 0.85243 | 0.73065 | 0.63932 | 0.56829 | 0.51146 | 0.25573 | 0.17049 | 0.12786 | 0.10229 | 0.085243 | 0.073065 | 0.063932 | 0.056829 | 0.051146 | 0.025573 | 0.017049 | 0.012786 | 0.010229 | 0.0085243 | 0.0073065 | 0.0063932 | 0.0056829 | 0.0051146 | 0.0025573 | 0.0017049 | 0.0012786 | 0.0010229 | 0.00085243 | 0.00073065 | 0.00063932 | 0.00056829 | 0.00051146
0.095 | 80 | 0.89561 | 0.74634 | 0.63972 | 0.55975 | 0.49756 | 0.4478 | 0.2239 | 0.14927 | 0.11195 | 0.089561 | 0.074634 | 0.063972 | 0.055975 | 0.049756 | 0.04478 | 0.02239 | 0.014927 | 0.011195 | 0.0089561 | 0.0074634 | 0.0063972 | 0.0055975 | 0.0049756 | 0.004478 | 0.002239 | 0.0014927 | 0.0011195 | 0.00089561 | 0.00074634 | 0.00063972 | 0.00055975 | 0.00049756 | 0.0004478
0.095 | 85 | 0.78585 | 0.65487 | 0.56132 | 0.49115 | 0.43658 | 0.39292 | 0.19646 | 0.13097 | 0.098231 | 0.078585 | 0.065487 | 0.056132 | 0.049115 | 0.043658 | 0.039292 | 0.019646 | 0.013097 | 0.0098231 | 0.0078585 | 0.0065487 | 0.0056132 | 0.0049115 | 0.0043658 | 0.0039292 | 0.0019646 | 0.0013097 | 0.00098231 | 0.00078585 | 0.00065487 | 0.00056132 | 0.00049115 | 0.00043658 | 0.00039292
0.095 | 90 | 0.70261 | 0.58551 | 0.50187 | 0.43913 | 0.39034 | 0.35131 | 0.17565 | 0.1171 | 0.087826 | 0.070261 | 0.058551 | 0.050187 | 0.043913 | 0.039034 | 0.035131 | 0.017565 | 0.01171 | 0.0087826 | 0.0070261 | 0.0058551 | 0.0050187 | 0.0043913 | 0.0039034 | 0.0035131 | 0.0017565 | 0.001171 | 0.00087826 | 0.00070261 | 0.00058551 | 0.00050187 | 0.00043913 | 0.00039034 | 0.00035131
0.095 | 95 | 0.63027 | 0.52522 | 0.45019 | 0.39392 | 0.35015 | 0.31513 | 0.15757 | 0.10504 | 0.078783 | 0.063027 | 0.052522 | 0.045019 | 0.039392 | 0.035015 | 0.031513 | 0.015757 | 0.010504 | 0.0078783 | 0.0063027 | 0.0052522 | 0.0045019 | 0.0039392 | 0.0035015 | 0.0031513 | 0.0015757 | 0.0010504 | 0.00078783 | 0.00063027 | 0.00052522 | 0.00045019 | 0.00039392 | 0.00035015 | 0.00031513
0.095 | 100 | 0.56783 | 0.47319 | 0.40559 | 0.35489 | 0.31546 | 0.28391 | 0.14196 | 0.094638 | 0.070979 | 0.056783 | 0.047319 | 0.040559 | 0.035489 | 0.031546 | 0.028391 | 0.014196 | 0.0094638 | 0.0070979 | 0.0056783 | 0.0047319 | 0.0040559 | 0.0035489 | 0.0031546 | 0.0028391 | 0.0014196 | 0.00094638 | 0.00070979 | 0.00056783 | 0.00047319 | 0.00040559 | 0.00035489 | 0.00031546 | 0.00028391
0.1 | 0.1 | 3427.9524 | 2856.627 | 2448.5374 | 2142.4702 | 1904.418 | 1713.9762 | 856.9881 | 571.3254 | 428.494 | 342.7952 | 285.6627 | 244.8537 | 214.247 | 190.4418 | 171.3976 | 85.6988 | 57.1325 | 42.8494 | 34.2795 | 28.5663 | 24.4854 | 21.4247 | 19.0442 | 17.1398 | 8.5699 | 5.7133 | 4.2849 | 3.428 | 2.8566 | 2.4485 | 2.1425 | 1.9044 | 1.714
0.1 | 0.2 | 1316.6437 | 1097.2031 | 940.4598 | 822.9023 | 731.4687 | 658.3218 | 329.1609 | 219.4406 | 164.5805 | 131.6644 | 109.7203 | 94.046 | 82.2902 | 73.1469 | 65.8322 | 32.9161 | 21.9441 | 16.458 | 13.1664 | 10.972 | 9.4046 | 8.229 | 7.3147 | 6.5832 | 3.2916 | 2.1944 | 1.6458 | 1.3166 | 1.0972 | 0.94046 | 0.8229 | 0.73147 | 0.65832
0.1 | 0.3 | 504.3744 | 420.312 | 360.2674 | 315.234 | 280.208 | 252.1872 | 126.0936 | 84.0624 | 63.0468 | 50.4374 | 42.0312 | 36.0267 | 31.5234 | 28.0208 | 25.2187 | 12.6094 | 8.4062 | 6.3047 | 5.0437 | 4.2031 | 3.6027 | 3.1523 | 2.8021 | 2.5219 | 1.2609 | 0.84062 | 0.63047 | 0.50437 | 0.42031 | 0.36027 | 0.31523 | 0.28021 | 0.25219
0.1 | 0.4 | 361.4939 | 301.2449 | 258.2099 | 225.9337 | 200.8299 | 180.7469 | 90.3735 | 60.249 | 45.1867 | 36.1494 | 30.1245 | 25.821 | 22.5934 | 20.083 | 18.0747 | 9.0373 | 6.0249 | 4.5187 | 3.6149 | 3.0124 | 2.5821 | 2.2593 | 2.0083 | 1.8075 | 0.90373 | 0.60249 | 0.45187 | 0.36149 | 0.30124 | 0.25821 | 0.22593 | 0.20083 | 0.18075
0.1 | 0.5 | 370.2862 | 308.5718 | 264.4901 | 231.4289 | 205.7146 | 185.1431 | 92.5715 | 61.7144 | 46.2858 | 37.0286 | 30.8572 | 26.449 | 23.1429 | 20.5715 | 18.5143 | 9.2572 | 6.1714 | 4.6286 | 3.7029 | 3.0857 | 2.6449 | 2.3143 | 2.0571 | 1.8514 | 0.92572 | 0.61714 | 0.46286 | 0.37029 | 0.30857 | 0.26449 | 0.23143 | 0.20571 | 0.18514
0.1 | 0.6 | 377.3631 | 314.4693 | 269.5451 | 235.852 | 209.6462 | 188.6816 | 94.3408 | 62.8939 | 47.1704 | 37.7363 | 31.4469 | 26.9545 | 23.5852 | 20.9646 | 18.8682 | 9.4341 | 6.2894 | 4.717 | 3.7736 | 3.1447 | 2.6955 | 2.3585 | 2.0965 | 1.8868 | 0.94341 | 0.62894 | 0.4717 | 0.37736 | 0.31447 | 0.26955 | 0.23585 | 0.20965 | 0.18868
0.1 | 0.7 | 388.4734 | 323.7278 | 277.481 | 242.7958 | 215.8185 | 194.2367 | 97.1183 | 64.7456 | 48.5592 | 38.8473 | 32.3728 | 27.7481 | 24.2796 | 21.5819 | 19.4237 | 9.7118 | 6.4746 | 4.8559 | 3.8847 | 3.2373 | 2.7748 | 2.428 | 2.1582 | 1.9424 | 0.97118 | 0.64746 | 0.48559 | 0.38847 | 0.32373 | 0.27748 | 0.2428 | 0.21582 | 0.19424
0.1 | 0.8 | 399.0822 | 332.5685 | 285.0587 | 249.4264 | 221.7123 | 199.5411 | 99.7706 | 66.5137 | 49.8853 | 39.9082 | 33.2569 | 28.5059 | 24.9426 | 22.1712 | 19.9541 | 9.9771 | 6.6514 | 4.9885 | 3.9908 | 3.3257 | 2.8506 | 2.4943 | 2.2171 | 1.9954 | 0.99771 | 0.66514 | 0.49885 | 0.39908 | 0.33257 | 0.28506 | 0.24943 | 0.22171 | 0.19954
0.1 | 0.9 | 416.6451 | 347.2042 | 297.6036 | 260.4032 | 231.4695 | 208.3225 | 104.1613 | 69.4408 | 52.0806 | 41.6645 | 34.7204 | 29.7604 | 26.0403 | 23.1469 | 20.8323 | 10.4161 | 6.9441 | 5.2081 | 4.1665 | 3.472 | 2.976 | 2.604 | 2.3147 | 2.0832 | 1.0416 | 0.69441 | 0.52081 | 0.41665 | 0.3472 | 0.2976 | 0.2604 | 0.23147 | 0.20832
0.1 | 1 | 445.2955 | 371.0796 | 318.0682 | 278.3097 | 247.3864 | 222.6478 | 111.3239 | 74.2159 | 55.6619 | 44.5296 | 37.108 | 31.8068 | 27.831 | 24.7386 | 22.2648 | 11.1324 | 7.4216 | 5.5662 | 4.453 | 3.7108 | 3.1807 | 2.7831 | 2.4739 | 2.2265 | 1.1132 | 0.74216 | 0.55662 | 0.4453 | 0.37108 | 0.31807 | 0.27831 | 0.24739 | 0.22265
0.1 | 1.25 | 525.1441 | 437.6201 | 375.1029 | 328.2151 | 291.7467 | 262.5721 | 131.286 | 87.524 | 65.643 | 52.5144 | 43.762 | 37.5103 | 32.8215 | 29.1747 | 26.2572 | 13.1286 | 8.7524 | 6.5643 | 5.2514 | 4.3762 | 3.751 | 3.2822 | 2.9175 | 2.6257 | 1.3129 | 0.87524 | 0.65643 | 0.52514 | 0.43762 | 0.3751 | 0.32822 | 0.29175 | 0.26257
0.1 | 1.5 | 712.5043 | 593.7535 | 508.9316 | 445.3152 | 395.8357 | 356.2521 | 178.1261 | 118.7507 | 89.063 | 71.2504 | 59.3754 | 50.8932 | 44.5315 | 39.5836 | 35.6252 | 17.8126 | 11.8751 | 8.9063 | 7.125 | 5.9375 | 5.0893 | 4.4532 | 3.9584 | 3.5625 | 1.7813 | 1.1875 | 0.89063 | 0.7125 | 0.59375 | 0.50893 | 0.44532 | 0.39584 | 0.35625
0.1 | 1.75 | 1140.7627 | 950.6356 | 814.8305 | 712.9767 | 633.7571 | 570.3814 | 285.1907 | 190.1271 | 142.5953 | 114.0763 | 95.0636 | 81.4831 | 71.2977 | 63.3757 | 57.0381 | 28.5191 | 19.0127 | 14.2595 | 11.4076 | 9.5064 | 8.1483 | 7.1298 | 6.3376 | 5.7038 | 2.8519 | 1.9013 | 1.426 | 1.1408 | 0.95064 | 0.81483 | 0.71298 | 0.63376 | 0.57038
0.1 | 2 | 1437.0792 | 1197.566 | 1026.4852 | 898.1745 | 798.3774 | 718.5396 | 359.2698 | 239.5132 | 179.6349 | 143.7079 | 119.7566 | 102.6485 | 89.8175 | 79.8377 | 71.854 | 35.927 | 23.9513 | 17.9635 | 14.3708 | 11.9757 | 10.2649 | 8.9817 | 7.9838 | 7.1854 | 3.5927 | 2.3951 | 1.7963 | 1.4371 | 1.1976 | 1.0265 | 0.89817 | 0.79838 | 0.71854
0.1 | 2.25 | 1549.8857 | 1291.5715 | 1107.0612 | 968.6786 | 861.0476 | 774.9429 | 387.4714 | 258.3143 | 193.7357 | 154.9886 | 129.1571 | 110.7061 | 96.8679 | 86.1048 | 77.4943 | 38.7471 | 25.8314 | 19.3736 | 15.4989 | 12.9157 | 11.0706 | 9.6868 | 8.6105 | 7.7494 | 3.8747 | 2.5831 | 1.9374 | 1.5499 | 1.2916 | 1.1071 | 0.96868 | 0.86105 | 0.77494
0.1 | 2.5 | 1104.9354 | 920.7795 | 789.2396 | 690.5846 | 613.853 | 552.4677 | 276.2339 | 184.1559 | 138.1169 | 110.4935 | 92.078 | 78.924 | 69.0585 | 61.3853 | 55.2468 | 27.6234 | 18.4156 | 13.8117 | 11.0494 | 9.2078 | 7.8924 | 6.9058 | 6.1385 | 5.5247 | 2.7623 | 1.8416 | 1.3812 | 1.1049 | 0.92078 | 0.78924 | 0.69058 | 0.61385 | 0.55247
0.1 | 2.75 | 668.0651 | 556.7209 | 477.1894 | 417.5407 | 371.1473 | 334.0325 | 167.0163 | 111.3442 | 83.5081 | 66.8065 | 55.6721 | 47.7189 | 41.7541 | 37.1147 | 33.4033 | 16.7016 | 11.1344 | 8.3508 | 6.6807 | 5.5672 | 4.7719 | 4.1754 | 3.7115 | 3.3403 | 1.6702 | 1.1134 | 0.83508 | 0.66807 | 0.55672 | 0.47719 | 0.41754 | 0.37115 | 0.33403
0.1 | 3 | 477.6485 | 398.0404 | 341.1775 | 298.5303 | 265.3603 | 238.8243 | 119.4121 | 79.6081 | 59.7061 | 47.7649 | 39.804 | 34.1178 | 29.853 | 26.536 | 23.8824 | 11.9412 | 7.9608 | 5.9706 | 4.7765 | 3.9804 | 3.4118 | 2.9853 | 2.6536 | 2.3882 | 1.1941 | 0.79608 | 0.59706 | 0.47765 | 0.39804 | 0.34118 | 0.29853 | 0.26536 | 0.23882
0.1 | 3.25 | 353.2279 | 294.3566 | 252.3057 | 220.7675 | 196.2377 | 176.614 | 88.307 | 58.8713 | 44.1535 | 35.3228 | 29.4357 | 25.2306 | 22.0767 | 19.6238 | 17.6614 | 8.8307 | 5.8871 | 4.4153 | 3.5323 | 2.9436 | 2.5231 | 2.2077 | 1.9624 | 1.7661 | 0.88307 | 0.58871 | 0.44153 | 0.35323 | 0.29436 | 0.25231 | 0.22077 | 0.19624 | 0.17661
0.1 | 3.5 | 317.2442 | 264.3702 | 226.603 | 198.2776 | 176.2468 | 158.6221 | 79.3111 | 52.874 | 39.6555 | 31.7244 | 26.437 | 22.6603 | 19.8278 | 17.6247 | 15.8622 | 7.9311 | 5.2874 | 3.9656 | 3.1724 | 2.6437 | 2.266 | 1.9828 | 1.7625 | 1.5862 | 0.79311 | 0.52874 | 0.39656 | 0.31724 | 0.26437 | 0.2266 | 0.19828 | 0.17625 | 0.15862
0.1 | 3.75 | 314.9675 | 262.4729 | 224.9768 | 196.8547 | 174.9819 | 157.4837 | 78.7419 | 52.4946 | 39.3709 | 31.4967 | 26.2473 | 22.4977 | 19.6855 | 17.4982 | 15.7484 | 7.8742 | 5.2495 | 3.9371 | 3.1497 | 2.6247 | 2.2498 | 1.9685 | 1.7498 | 1.5748 | 0.78742 | 0.52495 | 0.39371 | 0.31497 | 0.26247 | 0.22498 | 0.19685 | 0.17498 | 0.15748
0.1 | 4 | 318.6057 | 265.5047 | 227.5755 | 199.1286 | 177.0032 | 159.3028 | 79.6514 | 53.1009 | 39.8257 | 31.8606 | 26.5505 | 22.7575 | 19.9129 | 17.7003 | 15.9303 | 7.9651 | 5.3101 | 3.9826 | 3.1861 | 2.655 | 2.2758 | 1.9913 | 1.77 | 1.593 | 0.79651 | 0.53101 | 0.39826 | 0.31861 | 0.2655 | 0.22758 | 0.19913 | 0.177 | 0.1593
0.1 | 4.25 | 345.2973 | 287.7477 | 246.6409 | 215.8108 | 191.8318 | 172.6486 | 86.3243 | 57.5495 | 43.1622 | 34.5297 | 28.7748 | 24.6641 | 21.5811 | 19.1832 | 17.2649 | 8.6324 | 5.755 | 4.3162 | 3.453 | 2.8775 | 2.4664 | 2.1581 | 1.9183 | 1.7265 | 0.86324 | 0.5755 | 0.43162 | 0.3453 | 0.28775 | 0.24664 | 0.21581 | 0.19183 | 0.17265
0.1 | 4.5 | 360.8428 | 300.7023 | 257.7448 | 225.5267 | 200.4682 | 180.4214 | 90.2107 | 60.1405 | 45.1053 | 36.0843 | 30.0702 | 25.7745 | 22.5527 | 20.0468 | 18.0421 | 9.0211 | 6.014 | 4.5105 | 3.6084 | 3.007 | 2.5774 | 2.2553 | 2.0047 | 1.8042 | 0.90211 | 0.6014 | 0.45105 | 0.36084 | 0.3007 | 0.25774 | 0.22553 | 0.20047 | 0.18042
0.1 | 4.75 | 315.2456 | 262.7047 | 225.1754 | 197.0285 | 175.1364 | 157.6228 | 78.8114 | 52.5409 | 39.4057 | 31.5246 | 26.2705 | 22.5175 | 19.7029 | 17.5136 | 15.7623 | 7.8811 | 5.2541 | 3.9406 | 3.1525 | 2.627 | 2.2518 | 1.9703 | 1.7514 | 1.5762 | 0.78811 | 0.52541 | 0.39406 | 0.31525 | 0.2627 | 0.22518 | 0.19703 | 0.17514 | 0.15762
0.1 | 5 | 245.4217 | 204.5181 | 175.3012 | 153.3886 | 136.3454 | 122.7108 | 61.3554 | 40.9036 | 30.6777 | 24.5422 | 20.4518 | 17.5301 | 15.3389 | 13.6345 | 12.2711 | 6.1355 | 4.0904 | 3.0678 | 2.4542 | 2.0452 | 1.753 | 1.5339 | 1.3635 | 1.2271 | 0.61355 | 0.40904 | 0.30678 | 0.24542 | 0.20452 | 0.1753 | 0.15339 | 0.13635 | 0.12271
0.1 | 5.5 | 180.699 | 150.5825 | 129.0707 | 112.9369 | 100.3884 | 90.3495 | 45.1748 | 30.1165 | 22.5874 | 18.0699 | 15.0583 | 12.9071 | 11.2937 | 10.0388 | 9.035 | 4.5175 | 3.0117 | 2.2587 | 1.807 | 1.5058 | 1.2907 | 1.1294 | 1.0039 | 0.9035 | 0.45175 | 0.30117 | 0.22587 | 0.1807 | 0.15058 | 0.12907 | 0.11294 | 0.10039 | 0.09035
0.1 | 6 | 160.9449 | 134.1208 | 114.9607 | 100.5906 | 89.4138 | 80.4725 | 40.2362 | 26.8242 | 20.1181 | 16.0945 | 13.4121 | 11.4961 | 10.0591 | 8.9414 | 8.0472 | 4.0236 | 2.6824 | 2.0118 | 1.6094 | 1.3412 | 1.1496 | 1.0059 | 0.89414 | 0.80472 | 0.40236 | 0.26824 | 0.20118 | 0.16094 | 0.13412 | 0.11496 | 0.10059 | 0.089414 | 0.080472
0.1 | 6.5 | 159.897 | 133.2475 | 114.2122 | 99.9357 | 88.8317 | 79.9485 | 39.9743 | 26.6495 | 19.9871 | 15.9897 | 13.3248 | 11.4212 | 9.9936 | 8.8832 | 7.9949 | 3.9974 | 2.665 | 1.9987 | 1.599 | 1.3325 | 1.1421 | 0.99936 | 0.88832 | 0.79949 | 0.39974 | 0.2665 | 0.19987 | 0.1599 | 0.13325 | 0.11421 | 0.099936 | 0.088832 | 0.079949
0.1 | 7 | 146.3166 | 121.9305 | 104.5119 | 91.4479 | 81.287 | 73.1583 | 36.5792 | 24.3861 | 18.2896 | 14.6317 | 12.1931 | 10.4512 | 9.1448 | 8.1287 | 7.3158 | 3.6579 | 2.4386 | 1.829 | 1.4632 | 1.2193 | 1.0451 | 0.91448 | 0.81287 | 0.73158 | 0.36579 | 0.24386 | 0.1829 | 0.14632 | 0.12193 | 0.10451 | 0.091448 | 0.081287 | 0.073158
0.1 | 7.5 | 117.9079 | 98.2566 | 84.2199 | 73.6924 | 65.5044 | 58.9539 | 29.477 | 19.6513 | 14.7385 | 11.7908 | 9.8257 | 8.422 | 7.3692 | 6.5504 | 5.8954 | 2.9477 | 1.9651 | 1.4738 | 1.1791 | 0.98257 | 0.8422 | 0.73692 | 0.65504 | 0.58954 | 0.29477 | 0.19651 | 0.14738 | 0.11791 | 0.098257 | 0.08422 | 0.073692 | 0.065504 | 0.058954
0.1 | 8 | 92.8698 | 77.3915 | 66.3356 | 58.0436 | 51.5943 | 46.4349 | 23.2174 | 15.4783 | 11.6087 | 9.287 | 7.7391 | 6.6336 | 5.8044 | 5.1594 | 4.6435 | 2.3217 | 1.5478 | 1.1609 | 0.9287 | 0.77391 | 0.66336 | 0.58044 | 0.51594 | 0.46435 | 0.23217 | 0.15478 | 0.11609 | 0.09287 | 0.077391 | 0.066336 | 0.058044 | 0.051594 | 0.046435
0.1 | 8.5 | 82.8688 | 69.0573 | 59.192 | 51.793 | 46.0382 | 41.4344 | 20.7172 | 13.8115 | 10.3586 | 8.2869 | 6.9057 | 5.9192 | 5.1793 | 4.6038 | 4.1434 | 2.0717 | 1.3811 | 1.0359 | 0.82869 | 0.69057 | 0.59192 | 0.51793 | 0.46038 | 0.41434 | 0.20717 | 0.13811 | 0.10359 | 0.082869 | 0.069057 | 0.059192 | 0.051793 | 0.046038 | 0.041434
0.1 | 9 | 72.6213 | 60.5178 | 51.8724 | 45.3883 | 40.3452 | 36.3107 | 18.1553 | 12.1036 | 9.0777 | 7.2621 | 6.0518 | 5.1872 | 4.5388 | 4.0345 | 3.6311 | 1.8155 | 1.2104 | 0.90777 | 0.72621 | 0.60518 | 0.51872 | 0.45388 | 0.40345 | 0.36311 | 0.18155 | 0.12104 | 0.090777 | 0.072621 | 0.060518 | 0.051872 | 0.045388 | 0.040345 | 0.036311
0.1 | 9.5 | 62.089 | 51.7408 | 44.3493 | 38.8056 | 34.4939 | 31.0445 | 15.5222 | 10.3482 | 7.7611 | 6.2089 | 5.1741 | 4.4349 | 3.8806 | 3.4494 | 3.1044 | 1.5522 | 1.0348 | 0.77611 | 0.62089 | 0.51741 | 0.44349 | 0.38806 | 0.34494 | 0.31044 | 0.15522 | 0.10348 | 0.077611 | 0.062089 | 0.051741 | 0.044349 | 0.038806 | 0.034494 | 0.031044
0.1 | 10 | 64.8001 | 54.0001 | 46.2858 | 40.5001 | 36.0001 | 32.4001 | 16.2 | 10.8 | 8.1 | 6.48 | 5.4 | 4.6286 | 4.05 | 3.6 | 3.24 | 1.62 | 1.08 | 0.81 | 0.648 | 0.54 | 0.46286 | 0.405 | 0.36 | 0.324 | 0.162 | 0.108 | 0.081 | 0.0648 | 0.054 | 0.046286 | 0.0405 | 0.036 | 0.0324
0.1 | 12 | 46.8254 | 39.0212 | 33.4467 | 29.2659 | 26.0141 | 23.4127 | 11.7063 | 7.8042 | 5.8532 | 4.6825 | 3.9021 | 3.3447 | 2.9266 | 2.6014 | 2.3413 | 1.1706 | 0.78042 | 0.58532 | 0.46825 | 0.39021 | 0.33447 | 0.29266 | 0.26014 | 0.23413 | 0.11706 | 0.078042 | 0.058532 | 0.046825 | 0.039021 | 0.033447 | 0.029266 | 0.026014 | 0.023413
0.1 | 14 | 35.5123 | 29.5936 | 25.366 | 22.1952 | 19.7291 | 17.7562 | 8.8781 | 5.9187 | 4.439 | 3.5512 | 2.9594 | 2.5366 | 2.2195 | 1.9729 | 1.7756 | 0.88781 | 0.59187 | 0.4439 | 0.35512 | 0.29594 | 0.25366 | 0.22195 | 0.19729 | 0.17756 | 0.088781 | 0.059187 | 0.04439 | 0.035512 | 0.029594 | 0.025366 | 0.022195 | 0.019729 | 0.017756
0.1 | 16 | 24.3441 | 20.2867 | 17.3886 | 15.2151 | 13.5245 | 12.172 | 6.086 | 4.0573 | 3.043 | 2.4344 | 2.0287 | 1.7389 | 1.5215 | 1.3524 | 1.2172 | 0.6086 | 0.40573 | 0.3043 | 0.24344 | 0.20287 | 0.17389 | 0.15215 | 0.13524 | 0.12172 | 0.06086 | 0.040573 | 0.03043 | 0.024344 | 0.020287 | 0.017389 | 0.015215 | 0.013524 | 0.012172
0.1 | 18 | 19.6457 | 16.3714 | 14.0327 | 12.2786 | 10.9143 | 9.8229 | 4.9114 | 3.2743 | 2.4557 | 1.9646 | 1.6371 | 1.4033 | 1.2279 | 1.0914 | 0.98229 | 0.49114 | 0.32743 | 0.24557 | 0.19646 | 0.16371 | 0.14033 | 0.12279 | 0.10914 | 0.098229 | 0.049114 | 0.032743 | 0.024557 | 0.019646 | 0.016371 | 0.014033 | 0.012279 | 0.010914 | 0.0098229
0.1 | 20 | 15.7884 | 13.157 | 11.2774 | 9.8677 | 8.7713 | 7.8942 | 3.9471 | 2.6314 | 1.9735 | 1.5788 | 1.3157 | 1.1277 | 0.98677 | 0.87713 | 0.78942 | 0.39471 | 0.26314 | 0.19735 | 0.15788 | 0.13157 | 0.11277 | 0.098677 | 0.087713 | 0.078942 | 0.039471 | 0.026314 | 0.019735 | 0.015788 | 0.013157 | 0.011277 | 0.0098677 | 0.0087713 | 0.0078942
0.1 | 25 | 9.5171 | 7.9309 | 6.7979 | 5.9482 | 5.2873 | 4.7586 | 2.3793 | 1.5862 | 1.1896 | 0.95171 | 0.79309 | 0.67979 | 0.59482 | 0.52873 | 0.47586 | 0.23793 | 0.15862 | 0.11896 | 0.095171 | 0.079309 | 0.067979 | 0.059482 | 0.052873 | 0.047586 | 0.023793 | 0.015862 | 0.011896 | 0.0095171 | 0.0079309 | 0.0067979 | 0.0059482 | 0.0052873 | 0.0047586
0.1 | 30 | 6.492 | 5.41 | 4.6371 | 4.0575 | 3.6067 | 3.246 | 1.623 | 1.082 | 0.8115 | 0.6492 | 0.541 | 0.46371 | 0.40575 | 0.36067 | 0.3246 | 0.1623 | 0.1082 | 0.08115 | 0.06492 | 0.0541 | 0.046371 | 0.040575 | 0.036067 | 0.03246 | 0.01623 | 0.01082 | 0.008115 | 0.006492 | 0.00541 | 0.0046371 | 0.0040575 | 0.0036067 | 0.003246
0.1 | 35 | 4.7155 | 3.9296 | 3.3682 | 2.9472 | 2.6197 | 2.3578 | 1.1789 | 0.78592 | 0.58944 | 0.47155 | 0.39296 | 0.33682 | 0.29472 | 0.26197 | 0.23578 | 0.11789 | 0.078592 | 0.058944 | 0.047155 | 0.039296 | 0.033682 | 0.029472 | 0.026197 | 0.023578 | 0.011789 | 0.0078592 | 0.0058944 | 0.0047155 | 0.0039296 | 0.0033682 | 0.0029472 | 0.0026197 | 0.0023578
0.1 | 40 | 3.6008 | 3.0007 | 2.572 | 2.2505 | 2.0004 | 1.8004 | 0.9002 | 0.60013 | 0.4501 | 0.36008 | 0.30007 | 0.2572 | 0.22505 | 0.20004 | 0.18004 | 0.09002 | 0.060013 | 0.04501 | 0.036008 | 0.030007 | 0.02572 | 0.022505 | 0.020004 | 0.018004 | 0.009002 | 0.0060013 | 0.004501 | 0.0036008 | 0.0030007 | 0.002572 | 0.0022505 | 0.0020004 | 0.0018004
0.1 | 45 | 2.8424 | 2.3687 | 2.0303 | 1.7765 | 1.5791 | 1.4212 | 0.71061 | 0.47374 | 0.35531 | 0.28424 | 0.23687 | 0.20303 | 0.17765 | 0.15791 | 0.14212 | 0.071061 | 0.047374 | 0.035531 | 0.028424 | 0.023687 | 0.020303 | 0.017765 | 0.015791 | 0.014212 | 0.0071061 | 0.0047374 | 0.0035531 | 0.0028424 | 0.0023687 | 0.0020303 | 0.0017765 | 0.0015791 | 0.0014212
0.1 | 50 | 2.3116 | 1.9263 | 1.6511 | 1.4447 | 1.2842 | 1.1558 | 0.5779 | 0.38527 | 0.28895 | 0.23116 | 0.19263 | 0.16511 | 0.14447 | 0.12842 | 0.11558 | 0.05779 | 0.038527 | 0.028895 | 0.023116 | 0.019263 | 0.016511 | 0.014447 | 0.012842 | 0.011558 | 0.005779 | 0.0038527 | 0.0028895 | 0.0023116 | 0.0019263 | 0.0016511 | 0.0014447 | 0.0012842 | 0.0011558
0.1 | 55 | 1.9082 | 1.5902 | 1.363 | 1.1927 | 1.0601 | 0.95412 | 0.47706 | 0.31804 | 0.23853 | 0.19082 | 0.15902 | 0.1363 | 0.11927 | 0.10601 | 0.095412 | 0.047706 | 0.031804 | 0.023853 | 0.019082 | 0.015902 | 0.01363 | 0.011927 | 0.010601 | 0.0095412 | 0.0047706 | 0.0031804 | 0.0023853 | 0.0019082 | 0.0015902 | 0.001363 | 0.0011927 | 0.0010601 | 0.00095412
0.1 | 60 | 1.5994 | 1.3328 | 1.1424 | 0.99962 | 0.88855 | 0.7997 | 0.39985 | 0.26657 | 0.19992 | 0.15994 | 0.13328 | 0.11424 | 0.099962 | 0.088855 | 0.07997 | 0.039985 | 0.026657 | 0.019992 | 0.015994 | 0.013328 | 0.011424 | 0.0099962 | 0.0088855 | 0.007997 | 0.0039985 | 0.0026657 | 0.0019992 | 0.0015994 | 0.0013328 | 0.0011424 | 0.00099962 | 0.00088855 | 0.0007997
0.1 | 65 | 1.3599 | 1.1333 | 0.97139 | 0.84996 | 0.75552 | 0.67997 | 0.33999 | 0.22666 | 0.16999 | 0.13599 | 0.11333 | 0.097139 | 0.084996 | 0.075552 | 0.067997 | 0.033999 | 0.022666 | 0.016999 | 0.013599 | 0.011333 | 0.0097139 | 0.0084996 | 0.0075552 | 0.0067997 | 0.0033999 | 0.0022666 | 0.0016999 | 0.0013599 | 0.0011333 | 0.00097139 | 0.00084996 | 0.00075552 | 0.00067997
0.1 | 70 | 1.1632 | 0.96933 | 0.83085 | 0.727 | 0.64622 | 0.5816 | 0.2908 | 0.19387 | 0.1454 | 0.11632 | 0.096933 | 0.083085 | 0.0727 | 0.064622 | 0.05816 | 0.02908 | 0.019387 | 0.01454 | 0.011632 | 0.0096933 | 0.0083085 | 0.00727 | 0.0064622 | 0.005816 | 0.002908 | 0.0019387 | 0.001454 | 0.0011632 | 0.00096933 | 0.00083085 | 0.000727 | 0.00064622 | 0.0005816
0.1 | 75 | 1.013 | 0.84417 | 0.72357 | 0.63312 | 0.56278 | 0.5065 | 0.25325 | 0.16883 | 0.12662 | 0.1013 | 0.084417 | 0.072357 | 0.063312 | 0.056278 | 0.05065 | 0.025325 | 0.016883 | 0.012662 | 0.01013 | 0.0084417 | 0.0072357 | 0.0063312 | 0.0056278 | 0.005065 | 0.0025325 | 0.0016883 | 0.0012662 | 0.001013 | 0.00084417 | 0.00072357 | 0.00063312 | 0.00056278 | 0.0005065
0.1 | 80 | 0.88533 | 0.73777 | 0.63238 | 0.55333 | 0.49185 | 0.44266 | 0.22133 | 0.14755 | 0.11067 | 0.088533 | 0.073777 | 0.063238 | 0.055333 | 0.049185 | 0.044266 | 0.022133 | 0.014755 | 0.011067 | 0.0088533 | 0.0073777 | 0.0063238 | 0.0055333 | 0.0049185 | 0.0044266 | 0.0022133 | 0.0014755 | 0.0011067 | 0.00088533 | 0.00073777 | 0.00063238 | 0.00055333 | 0.00049185 | 0.00044266
0.1 | 85 | 0.77989 | 0.64991 | 0.55707 | 0.48743 | 0.43327 | 0.38995 | 0.19497 | 0.12998 | 0.097487 | 0.077989 | 0.064991 | 0.055707 | 0.048743 | 0.043327 | 0.038995 | 0.019497 | 0.012998 | 0.0097487 | 0.0077989 | 0.0064991 | 0.0055707 | 0.0048743 | 0.0043327 | 0.0038995 | 0.0019497 | 0.0012998 | 0.00097487 | 0.00077989 | 0.00064991 | 0.00055707 | 0.00048743 | 0.00043327 | 0.00038995
0.1 | 90 | 0.69764 | 0.58137 | 0.49832 | 0.43603 | 0.38758 | 0.34882 | 0.17441 | 0.11627 | 0.087205 | 0.069764 | 0.058137 | 0.049832 | 0.043603 | 0.038758 | 0.034882 | 0.017441 | 0.011627 | 0.0087205 | 0.0069764 | 0.0058137 | 0.0049832 | 0.0043603 | 0.0038758 | 0.0034882 | 0.0017441 | 0.0011627 | 0.00087205 | 0.00069764 | 0.00058137 | 0.00049832 | 0.00043603 | 0.00038758 | 0.00034882
0.1 | 95 | 0.62607 | 0.52172 | 0.44719 | 0.39129 | 0.34782 | 0.31303 | 0.15652 | 0.10434 | 0.078259 | 0.062607 | 0.052172 | 0.044719 | 0.039129 | 0.034782 | 0.031303 | 0.015652 | 0.010434 | 0.0078259 | 0.0062607 | 0.0052172 | 0.0044719 | 0.0039129 | 0.0034782 | 0.0031303 | 0.0015652 | 0.0010434 | 0.00078259 | 0.00062607 | 0.00052172 | 0.00044719 | 0.00039129 | 0.00034782 | 0.00031303
0.1 | 100 | 0.5639 | 0.46991 | 0.40278 | 0.35244 | 0.31328 | 0.28195 | 0.14097 | 0.093983 | 0.070487 | 0.05639 | 0.046991 | 0.040278 | 0.035244 | 0.031328 | 0.028195 | 0.014097 | 0.0093983 | 0.0070487 | 0.005639 | 0.0046991 | 0.0040278 | 0.0035244 | 0.0031328 | 0.0028195 | 0.0014097 | 0.00093983 | 0.00070487 | 0.0005639 | 0.00046991 | 0.00040278 | 0.00035244 | 0.00031328 | 0.00028195

## tabel_prEN1995_1_1_walking_freq (hidden)
vloer prestatie eis | fw,min | name
residential upto 10 m walk distance | 1.5 | res<=10
other categories upto 10 m walk distance | 2 | oth<=10
residential more than 10 m walk distance | 2.5 | res>10
other catagories more than 10 m walking distance | 2.5 | oth>10

## tabel_prEN1995_1_1_demping_9p3p (hidden)
type vloer | Kolom1 | ζ nff | ζ ff
balkenvloer |  | 0.02 | 0.03
hout-betonvloer |  | 0.025 | 0.04
ribbenvloer |  | 0.025 | 0.04
plaatvloer (CLT/LVL/GLT) |  | 0.025 | 0.04

## tabel_1995_floor_performance_9p (hidden)
floor performance level | R | wlim,max | f1,crit | arms,max | vrms,max
I | 4 | 0.25 | 4.5 | 0.02 | 0.0004
II | 8 | 0.25 | 4.5 | 0.04 | 0.0008
III | 12 | 0.5 | 4.5 | 0.06 | 0.0012
IV | 24 | 1 | 4.5 | 0.12 | 0.0024
V | 36 | 1.5 | 4.5 | 0.18 | 0.0036
VI | 48 | 2 | 4.5 | 0.24 | 0.0048

## Tabel_CLT
naam | Nummer | merk | lagen | dikte | aanduiding_v | aanduiding_a | gebruik | lamel 1 | lamel 2 | lamel 3 | lamel 4 | lamel 5 | lamel 6 | lamel 7 | lamel 8 | lamel 9 | lamel 10 | lamel 11 | volumieke massa | gewicht | Peg | MKI | D11 | D12 | D13 | D22 | D23 | D33 | D44 | D45 | D55 | D66 | D67 | D68 | D77 | D78 | D88 | D16 | D17 | D18 | D27 | D28 | D38 | uc_N_0 | uc_M_0 | uc_V_0 | Nx,Rd | Mx,Rd | Vx,Rd | uc_N_90 | uc_M_90 | uc_V_90 | Ny,Rd | My,Rd | Vy,Rd | Mechanisme I – Afschuiving | Mechanisme II – Torsie | Bruttoschuif overeenkomstig Brandner & Dietsch et al. 2015 | Nettoschuif overeenkomstig Brandner & Dietsch et al. 2015 | Torsie overeenkomstig Brandner & Dietsch et al. 2015 | Mechanisme I – Afschuiving overeenkomstig ETA-09/0036 | Mechanisme II – Torsie overeenkomstig ETA-08/0242 | Overeenkomstig ETA-11/0189 | uc_M_0/90 | Nxy,Rd | Mxy,Rd
L-60/3s | 1 | Derix | 3 | 60 | L | s | dak & vloer | 20 | 20 | 20 | [8 empty] | 450 | 27 | 0.27 | 0.54564 | 190.667 | 0 | 0 | 7.333 | 0 | 6.732 | 4422.123 | 0 | 11621.053 | 440000 | 0 | 0 | 220000 | 0 | 25969.096 | 0 | 0 | 0 | 0 | 0 | 0 | 0.216 | 0.819 | 0.262 | 462.963 | 12.21 | 38.1679 | 0.431 | 7.102 | 0.375 | 232.0186 | 1.4081 | 26.6667 | 1.25 | 0.938 | 1.25 | 1.042 | 0.938 | 1.25 | 0.938 | 0.937 | 1.25 | 80 | 0.528
L-80/3s | 2 | Derix | 3 | 80 | L | s | dak & vloer | 30 | 20 | 30 | [8 empty] | 450 | 36 | 0.36 | 0.72752 | 462 | 0 | 0 | 7.333 | 0 | 15.958 | 7148.169 | 0 | 11621.053 | 660000 | 0 | 0 | 220000 | 0 | 34625.462 | 0 | 0 | 0 | 0 | 0 | 0 | 0.144 | 0.451 | 0.203 | 694.4444 | 22.1729 | 49.2611 | 0.431 | 7.102 | 0.375 | 232.0186 | 1.4081 | 26.6667 | 1.25 | 0.938 | 1 | 1.042 | 0.938 | 1.25 | 0.938 | 0.865 | 1.25 | 80 | 0.93867
L-90/3s | 3 | Derix | 3 | 90 | L | s | dak & vloer | 30 | 30 | 30 | [8 empty] | 450 | 40.5 | 0.405 | 0.81846 | 643.5 | 0 | 0 | 24.75 | 0 | 22.721 | 6633.184 | 0 | 17431.579 | 660000 | 0 | 0 | 330000 | 0 | 38953.644 | 0 | 0 | 0 | 0 | 0 | 0 | 0.144 | 0.364 | 0.175 | 694.4444 | 27.4725 | 57.1429 | 0.287 | 3.157 | 0.25 | 348.4321 | 3.1676 | 40 | 0.833 | 0.625 | 0.833 | 0.764 | 0.625 | 0.833 | 0.625 | 0.625 | 0.833 | 120.048 | 1.188
L-100/3s | 4 | Derix | 3 | 100 | L | s | dak & vloer | 40 | 20 | 40 | [8 empty] | 450 | 45 | 0.45 | 0.9094 | 909.333 | 0 | 0 | 7.333 | 0 | 31.167 | 10470.807 | 0 | 11621.053 | 880000 | 0 | 0 | 220000 | 0 | 43281.827 | 0 | 0 | 0 | 0 | 0 | 0 | 0.108 | 0.286 | 0.165 | 925.9259 | 34.965 | 60.6061 | 0.431 | 7.102 | 0.375 | 232.0186 | 1.4081 | 26.6667 | 1.25 | 0.938 | 0.833 | 1.042 | 0.938 | 1.25 | 0.938 | 0.781 | 1.25 | 80 | 1.4667
L-100/5s | 5 | Derix | 5 | 100 | L | s | dak & vloer | 20 | 20 | 20 | 20 | 20 | [6 empty] | 450 | 45 | 0.45 | 0.9094 | 726 | 0 | 0 | 190.667 | 0 | 33.806 | 7976.205 | 0 | 4422.123 | 660000 | 0 | 0 | 440000 | 0 | 46555.912 | 0 | 0 | 0 | 0 | 0 | 0 | 0.144 | 0.359 | 0.138 | 694.4444 | 27.8552 | 72.4638 | 0.216 | 0.819 | 0.262 | 462.963 | 12.21 | 38.1679 | 0.625 | 0.469 | 0.625 | 0.521 | 0.469 | 0.625 | 0.469 | 0.469 | 0.625 | 160 | 1.4667
L-110/3s | 6 | Derix | 3 | 110 | L | s | dak & vloer | 40 | 30 | 40 | [8 empty] | 450 | 49.5 | 0.495 | 1.0003 | 1195.333 | 0 | 0 | 24.75 | 0 | 41.483 | 9255.435 | 0 | 17431.579 | 880000 | 0 | 0 | 330000 | 0 | 47610.01 | 0 | 0 | 0 | 0 | 0 | 0 | 0.108 | 0.24 | 0.146 | 925.9259 | 41.6667 | 68.4932 | 0.287 | 3.157 | 0.25 | 348.4321 | 3.1676 | 40 | 0.833 | 0.625 | 0.714 | 0.764 | 0.625 | 0.833 | 0.625 | 0.6 | 0.833 | 120.048 | 1.7747
L-110/5s | 7 | Derix | 5 | 110 | L | s | dak & vloer | 20 | 20 | 30 | 20 | 20 | [6 empty] | 450 | 49.5 | 0.495 | 1.0003 | 930.417 | 0 | 0 | 289.667 | 0 | 44.996 | 10121.51 | 0 | 4448.762 | 770000 | 0 | 0 | 440000 | 0 | 51211.503 | 0 | 0 | 0 | 0 | 0 | 0 | 0.123 | 0.308 | 0.121 | 813.0081 | 32.4675 | 82.6446 | 0.216 | 0.629 | 0.216 | 462.963 | 15.8983 | 46.2963 | 0.625 | 0.469 | 0.556 | 0.521 | 0.469 | 0.625 | 0.469 | 0.536 | 0.625 | 160 | 1.7747
L-120/3s | 8 | Derix | 3 | 120 | L | s | dak & vloer | 40 | 40 | 40 | [8 empty] | 450 | 54 | 0.54 | 1.0913 | 1525.333 | 0 | 0 | 58.667 | 0 | 53.857 | 8844.246 | 0 | 23242.105 | 880000 | 0 | 0 | 440000 | 0 | 51938.192 | 0 | 0 | 0 | 0 | 0 | 0 | 0.108 | 0.205 | 0.131 | 925.9259 | 48.7805 | 76.3359 | 0.216 | 1.776 | 0.188 | 462.963 | 5.6306 | 53.1915 | 0.625 | 0.469 | 0.625 | 0.625 | 0.469 | 0.625 | 0.469 | 0.469 | 0.625 | 160 | 2.112
L-120/5s | 9 | Derix | 5 | 120 | L | s | dak & vloer | 20 | 30 | 20 | 30 | 20 | [6 empty] | 450 | 54 | 0.54 | 1.0913 | 1122 | 0 | 0 | 462 | 0 | 58.418 | 8307.989 | 0 | 7148.169 | 660000 | 0 | 0 | 660000 | 0 | 55867.095 | 0 | 0 | 0 | 0 | 0 | 0 | 0.144 | 0.279 | 0.111 | 694.4444 | 35.8423 | 90.0901 | 0.144 | 0.451 | 0.203 | 694.4444 | 22.1729 | 49.2611 | 0.5 | 0.562 | 0.5 | 0.382 | 0.469 | 0.417 | 0.469 | 0.433 | 0.562 | 177.9359 | 2.112
L-130/5s | 10 | Derix | 5 | 130 | L | s | dak & vloer | 30 | 20 | 30 | 20 | 30 | [6 empty] | 450 | 58.5 | 0.585 | 1.1822 | 1724.25 | 0 | 0 | 289.667 | 0 | 74.273 | 12387.603 | 0 | 4448.762 | 990000 | 0 | 0 | 440000 | 0 | 60522.686 | 0 | 0 | 0 | 0 | 0 | 0 | 0.096 | 0.196 | 0.109 | 1041.6667 | 51.0204 | 91.7431 | 0.216 | 0.629 | 0.216 | 462.963 | 15.8983 | 46.2963 | 0.625 | 0.469 | 0.5 | 0.521 | 0.469 | 0.625 | 0.469 | 0.433 | 0.625 | 160 | 2.4787
L-140/5s | 11 | Derix | 5 | 140 | L | s | dak & vloer | 40 | 20 | 20 | 20 | 40 | [6 empty] | 450 | 63 | 0.63 | 1.2732 | 2324.667 | 0 | 0 | 190.667 | 0 | 92.765 | 12732.134 | 0 | 4422.123 | 1100000 | 0 | 0 | 440000 | 0 | 65178.277 | 0 | 0 | 0 | 0 | 0 | 0 | 0.086 | 0.157 | 0.108 | 1162.7907 | 63.6943 | 92.5926 | 0.216 | 0.819 | 0.262 | 462.963 | 12.21 | 38.1679 | 0.625 | 0.469 | 0.5 | 0.521 | 0.469 | 0.625 | 0.469 | 0.536 | 0.625 | 160 | 2.8747
L-140/7s | 12 | Derix | 7 | 140 | L | s | dak & vloer | 20 | 20 | 20 | 20 | 20 | 20 | 20 |  |  |  |  | 450 | 63 | 0.63 | 1.2732 | 1789.333 | 0 | 0 | 726 | 0 | 98.627 | 11375.432 | 0 | 7976.205 | 880000 | 0 | 0 | 660000 | 0 | 65178.277 | 0 | 0 | 0 | 0 | 0 | 0 | 0.108 | 0.204 | 0.112 | 925.9259 | 49.0196 | 89.2857 | 0.144 | 0.359 | 0.138 | 694.4444 | 27.8552 | 72.4638 | 0.417 | 0.312 | 0.417 | 0.347 | 0.312 | 0.417 | 0.313 | 0.312 | 0.417 | 239.8082 | 2.8747
L-150/5s | 13 | Derix | 5 | 150 | L | s | dak & vloer | 30 | 30 | 30 | 30 | 30 | [6 empty] | 450 | 67.5 | 0.675 | 1.3641 | 2450.25 | 0 | 0 | 643.5 | 0 | 114.097 | 11964.307 | 0 | 6633.184 | 990000 | 0 | 0 | 660000 | 0 | 69833.868 | 0 | 0 | 0 | 0 | 0 | 0 | 0.096 | 0.159 | 0.092 | 1041.6667 | 62.8931 | 108.6957 | 0.144 | 0.364 | 0.175 | 694.4444 | 27.4725 | 57.1429 | 0.417 | 0.312 | 0.417 | 0.382 | 0.312 | 0.417 | 0.312 | 0.312 | 0.417 | 239.8082 | 3.3
L-160/5s | 14 | Derix | 5 | 160 | L | s | dak & vloer | 40 | 20 | 40 | 20 | 40 | [6 empty] | 450 | 72 | 0.72 | 1.455 | 3344 | 0 | 0 | 410.667 | 0 | 138.471 | 17628.58 | 0 | 4705.65 | 1320000 | 0 | 0 | 440000 | 0 | 74489.46 | 0 | 0 | 0 | 0 | 0 | 0 | 0.072 | 0.125 | 0.09 | 1388.8889 | 80 | 111.1111 | 0.216 | 0.507 | 0.183 | 462.963 | 19.7239 | 54.6448 | 0.625 | 0.469 | 0.417 | 0.521 | 0.469 | 0.625 | 0.469 | 0.391 | 0.625 | 160 | 3.7547
L-160/7s | 15 | Derix | 7 | 160 | L | s | dak & vloer | 30 | 20 | 20 | 20 | 20 | 20 | 30 |  |  |  |  | 450 | 72 | 0.72 | 1.455 | 3028.667 | 0 | 0 | 726 | 0 | 147.222 | 13413.518 | 0 | 7976.205 | 1100000 | 0 | 0 | 660000 | 0 | 74489.46 | 0 | 0 | 0 | 0 | 0 | 0 | 0.086 | 0.138 | 0.097 | 1162.7907 | 72.4638 | 103.0928 | 0.144 | 0.359 | 0.138 | 694.4444 | 27.8552 | 72.4638 | 0.417 | 0.312 | 0.385 | 0.347 | 0.312 | 0.417 | 0.313 | 0.388 | 0.417 | 239.8082 | 3.7547
L-170/5s | 16 | Derix | 5 | 170 | L | s | dak & vloer | 40 | 30 | 30 | 30 | 40 | [6 empty] | 450 | 76.5 | 0.765 | 1.546 | 3860.083 | 0 | 0 | 643.5 | 0 | 166.091 | 14110.428 | 0 | 6633.184 | 1210000 | 0 | 0 | 660000 | 0 | 79145.051 | 0 | 0 | 0 | 0 | 0 | 0 | 0.078 | 0.115 | 0.084 | 1282.0513 | 86.9565 | 119.0476 | 0.144 | 0.364 | 0.175 | 694.4444 | 27.4725 | 57.1429 | 0.417 | 0.312 | 0.385 | 0.382 | 0.312 | 0.417 | 0.312 | 0.349 | 0.417 | 239.8082 | 4.2387
L-180/5s | 17 | Derix | 5 | 180 | L | s | dak & vloer | 40 | 30 | 40 | 30 | 40 | [6 empty] | 450 | 81 | 0.81 | 1.6369 | 4488 | 0 | 0 | 858 | 0 | 197.159 | 16231.317 | 0 | 6603.102 | 1320000 | 0 | 0 | 660000 | 0 | 83800.642 | 0 | 0 | 0 | 0 | 0 | 0 | 0.072 | 0.104 | 0.078 | 1388.8889 | 96.1538 | 128.2051 | 0.144 | 0.304 | 0.153 | 694.4444 | 32.8947 | 65.3595 | 0.417 | 0.312 | 0.357 | 0.382 | 0.312 | 0.417 | 0.312 | 0.3 | 0.417 | 239.8082 | 4.752
L-180/7s | 18 | Derix | 7 | 180 | L | s | dak & vloer | 30 | 20 | 30 | 20 | 30 | 20 | 30 |  |  |  |  | 450 | 81 | 0.81 | 1.6369 | 4224 | 0 | 0 | 1122 | 0 | 209.618 | 17450.26 | 0 | 8307.989 | 1320000 | 0 | 0 | 660000 | 0 | 83800.642 | 0 | 0 | 0 | 0 | 0 | 0 | 0.072 | 0.111 | 0.089 | 1388.8889 | 90.0901 | 112.3596 | 0.144 | 0.279 | 0.111 | 694.4444 | 35.8423 | 90.0901 | 0.417 | 0.312 | 0.333 | 0.347 | 0.312 | 0.417 | 0.313 | 0.288 | 0.417 | 239.8082 | 4.752
L-200/5s | 19 | Derix | 5 | 200 | L | s | dak & vloer | 40 | 40 | 40 | 40 | 40 | [6 empty] | 450 | 90 | 0.9 | 1.8188 | 5808 | 0 | 0 | 1525.333 | 0 | 270.452 | 15952.409 | 0 | 8844.246 | 1320000 | 0 | 0 | 880000 | 0 | 93111.825 | 0 | 0 | 0 | 0 | 0 | 0 | 0.072 | 0.09 | 0.069 | 1388.8889 | 111.1111 | 144.9275 | 0.108 | 0.205 | 0.131 | 925.9259 | 48.7805 | 76.3359 | 0.312 | 0.234 | 0.312 | 0.312 | 0.234 | 0.312 | 0.234 | 0.234 | 0.312 | 320.5128 | 5.8667
L-200/7s | 20 | Derix | 7 | 200 | L | s | dak & vloer | 30 | 30 | 30 | 20 | 30 | 30 | 30 |  |  |  |  | 450 | 90 | 0.9 | 1.8188 | 5280 | 0 | 0 | 2053.333 | 0 | 287.542 | 17518.959 | 0 | 10130.982 | 1320000 | 0 | 0 | 880000 | 0 | 93111.825 | 0 | 0 | 0 | 0 | 0 | 0 | 0.072 | 0.099 | 0.078 | 1388.8889 | 101.0101 | 128.2051 | 0.108 | 0.178 | 0.1 | 925.9259 | 56.1798 | 100 | 0.312 | 0.352 | 0.294 | 0.287 | 0.312 | 0.312 | 0.313 | 0.23 | 0.352 | 284.0909 | 5.8667
L-220/7s | 21 | Derix | 7 | 220 | L | s | dak & vloer | 40 | 20 | 40 | 20 | 40 | 20 | 40 |  |  |  |  | 450 | 99 | 0.99 | 2.0007 | 8154.667 | 0 | 0 | 1606 | 0 | 382.719 | 24606.663 | 0 | 8962.638 | 1760000 | 0 | 0 | 660000 | 0 | 102423.007 | 0 | 0 | 0 | 0 | 0 | 0 | 0.054 | 0.07 | 0.074 | 1851.8519 | 142.8571 | 135.1351 | 0.144 | 0.227 | 0.093 | 694.4444 | 44.0529 | 107.5269 | 0.417 | 0.312 | 0.278 | 0.347 | 0.312 | 0.417 | 0.313 | 0.26 | 0.417 | 239.8082 | 7.0987
L-230/9s | 22 | Derix | 9 | 230 | L | s | dak & vloer | 30 | 20 | 30 | 20 | 30 | 20 | 30 | 20 | 30 |  |  | 450 | 103.5 | 1.035 | 2.0916 | 8373.75 | 0 | 0 | 2779.333 | 0 | 437.316 | 22392.117 | 0 | 11972.993 | 1650000 | 0 | 0 | 880000 | 0 | 117646.762 | 0 | 0 | 0 | 0 | 0 | 0 | 0.057 | 0.072 | 0.067 | 1754.386 | 138.8889 | 149.2537 | 0.108 | 0.159 | 0.09 | 925.9259 | 62.8931 | 111.1111 | 0.312 | 0.234 | 0.25 | 0.26 | 0.234 | 0.312 | 0.234 | 0.216 | 0.312 | 320.5128 | 7.7587
L-240/7s | 23 | Derix | 7 | 240 | L | s | dak & vloer | 40 | 20 | 40 | 40 | 40 | 20 | 40 |  |  |  |  | 450 | 108 | 1.08 | 2.1826 | 10442.667 | 0 | 0 | 2229.333 | 0 | 496.873 | 21759.717 | 0 | 12397.214 | 1760000 | 0 | 0 | 880000 | 0 | 111734.189 | 0 | 0 | 0 | 0 | 0 | 0 | 0.054 | 0.06 | 0.067 | 1851.8519 | 166.6667 | 149.2537 | 0.108 | 0.187 | 0.078 | 925.9259 | 53.4759 | 128.2051 | 0.313 | 0.469 | 0.25 | 0.312 | 0.312 | 0.312 | 0.313 | 0.208 | 0.469 | 213.2196 | 8.448
L-250/9s | 24 | Derix | 9 | 250 | L | s | dak & vloer | 40 | 20 | 30 | 20 | 30 | 20 | 30 | 20 | 40 |  |  | 450 | 112.5 | 1.125 | 2.2735 | 11543.583 | 0 | 0 | 2779.333 | 0 | 561.606 | 24739.26 | 0 | 11972.993 | 1870000 | 0 | 0 | 880000 | 0 | 127876.915 | 0 | 0 | 0 | 0 | 0 | 0 | 0.051 | 0.056 | 0.062 | 1960.7843 | 178.5714 | 161.2903 | 0.108 | 0.159 | 0.09 | 925.9259 | 62.8931 | 111.1111 | 0.312 | 0.234 | 0.238 | 0.26 | 0.234 | 0.312 | 0.234 | 0.254 | 0.312 | 320.5128 | 9.1667
L-260/7s | 25 | Derix | 7 | 260 | L | s | dak & vloer | 40 | 30 | 40 | 40 | 40 | 30 | 40 |  |  |  |  | 450 | 117 | 1.17 | 2.3644 | 12290.667 | 0 | 0 | 3820.667 | 0 | 631.731 | 22224.522 | 0 | 14041.872 | 1760000 | 0 | 0 | 1100000 | 0 | 121045.372 | 0 | 0 | 0 | 0 | 0 | 0 | 0.054 | 0.055 | 0.061 | 1851.8519 | 181.8182 | 163.9344 | 0.086 | 0.123 | 0.074 | 1162.7907 | 81.3008 | 135.1351 | 0.25 | 0.25 | 0.227 | 0.25 | 0.208 | 0.25 | 0.208 | 0.183 | 0.25 | 400 | 9.9147
L-270/9s | 26 | Derix | 9 | 270 | L | s | dak & vloer | 30 | 30 | 30 | 30 | 30 | 30 | 30 | 30 | 30 |  |  | 450 | 121.5 | 1.215 | 2.4554 | 12003.75 | 0 | 0 | 6039 | 0 | 707.462 | 22015.379 | 0 | 17063.147 | 1650000 | 0 | 0 | 1320000 | 0 | 138107.068 | 0 | 0 | 0 | 0 | 0 | 0 | 0.057 | 0.059 | 0.056 | 1754.386 | 169.4915 | 178.5714 | 0.072 | 0.091 | 0.075 | 1388.8889 | 109.8901 | 133.3333 | 0.208 | 0.156 | 0.208 | 0.191 | 0.156 | 0.208 | 0.156 | 0.156 | 0.208 | 480.7692 | 10.692
L-280/7s | 27 | Derix | 7 | 280 | L | s | dak & vloer | 40 | 40 | 40 | 40 | 40 | 40 | 40 |  |  |  |  | 450 | 126 | 1.26 | 2.5463 | 14314.667 | 0 | 0 | 5808 | 0 | 789.017 | 22750.863 | 0 | 15952.409 | 1760000 | 0 | 0 | 1320000 | 0 | 130356.554 | 0 | 0 | 0 | 0 | 0 | 0 | 0.054 | 0.051 | 0.056 | 1851.8519 | 196.0784 | 178.5714 | 0.072 | 0.09 | 0.069 | 1388.8889 | 111.1111 | 144.9275 | 0.208 | 0.156 | 0.208 | 0.208 | 0.156 | 0.208 | 0.156 | 0.156 | 0.208 | 480.7692 | 11.4987
L-280/9s | 28 | Derix | 9 | 280 | L | s | dak & vloer | 40 | 20 | 40 | 20 | 40 | 20 | 40 | 20 | 40 |  |  | 450 | 126 | 1.26 | 2.5463 | 16133.333 | 0 | 0 | 3989.333 | 0 | 789.017 | 31446.073 | 0 | 12991.94 | 2200000 | 0 | 0 | 880000 | 0 | 143222.145 | 0 | 0 | 0 | 0 | 0 | 0 | 0.043 | 0.045 | 0.056 | 2325.5814 | 222.2222 | 178.5714 | 0.108 | 0.131 | 0.075 | 925.9259 | 76.3359 | 133.3333 | 0.312 | 0.234 | 0.208 | 0.26 | 0.234 | 0.312 | 0.234 | 0.195 | 0.312 | 320.5128 | 11.4987
L-290/9s | 29 | Derix | 9 | 290 | L | s | dak & vloer | 40 | 30 | 30 | 30 | 30 | 30 | 30 | 30 | 40 |  |  | 450 | 130.5 | 1.305 | 2.6373 | 16317.583 | 0 | 0 | 6039 | 0 | 876.609 | 23992.561 | 0 | 17063.147 | 1870000 | 0 | 0 | 1320000 | 0 | 148337.222 | 0 | 0 | 0 | 0 | 0 | 0 | 0.051 | 0.046 | 0.052 | 1960.7843 | 217.3913 | 192.3077 | 0.072 | 0.091 | 0.075 | 1388.8889 | 109.8901 | 133.3333 | 0.208 | 0.156 | 0.2 | 0.191 | 0.156 | 0.208 | 0.156 | 0.19 | 0.208 | 480.7692 | 12.3347
L-310/9s | 30 | Derix | 9 | 310 | L | s | dak & vloer | 40 | 30 | 40 | 30 | 30 | 30 | 40 | 30 | 40 |  |  | 450 | 139.5 | 1.395 | 2.8191 | 20015.417 | 0 | 0 | 7293 | 0 | 1070.772 | 27290.612 | 0 | 17658.007 | 2090000 | 0 | 0 | 1320000 | 0 | 158567.375 | 0 | 0 | 0 | 0 | 0 | 0 | 0.045 | 0.04 | 0.05 | 2222.2222 | 250 | 200 | 0.072 | 0.082 | 0.067 | 1388.8889 | 121.9512 | 149.2537 | 0.208 | 0.156 | 0.185 | 0.191 | 0.156 | 0.208 | 0.156 | 0.161 | 0.208 | 480.7692 | 14.0947
L-320/9s | 31 | Derix | 9 | 320 | L | s | dak & vloer | 40 | 30 | 40 | 30 | 40 | 30 | 40 | 30 | 40 |  |  | 450 | 144 | 1.44 | 2.9101 | 21853.333 | 0 | 0 | 8184 | 0 | 1177.774 | 29497.584 | 0 | 17557.166 | 2200000 | 0 | 0 | 1320000 | 0 | 163682.451 | 0 | 0 | 0 | 0 | 0 | 0 | 0.043 | 0.038 | 0.048 | 2325.5814 | 263.1579 | 208.3333 | 0.072 | 0.076 | 0.064 | 1388.8889 | 131.5789 | 156.25 | 0.208 | 0.156 | 0.179 | 0.191 | 0.156 | 0.208 | 0.156 | 0.15 | 0.208 | 480.7692 | 15.0187
L-360/9s | 32 | Derix | 9 | 360 | L | s | dak & vloer | 40 | 40 | 40 | 40 | 40 | 40 | 40 | 40 | 40 |  |  | 450 | 162 | 1.62 | 3.2738 | 28453.333 | 0 | 0 | 14314.667 | 0 | 1676.948 | 29353.838 | 0 | 22750.863 | 2200000 | 0 | 0 | 1760000 | 0 | 184142.758 | 0 | 0 | 0 | 0 | 0 | 0 | 0.043 | 0.033 | 0.042 | 2325.5814 | 303.0303 | 238.0952 | 0.054 | 0.051 | 0.056 | 1851.8519 | 196.0784 | 178.5714 | 0.156 | 0.117 | 0.156 | 0.156 | 0.117 | 0.156 | 0.117 | 0.117 | 0.156 | 641.0256 | 19.008
L-370/11s | 33 | Derix | 11 | 370 | L | s | dak & vloer | 40 | 20 | 40 | 30 | 40 | 30 | 40 | 30 | 40 | 20 | 40 | 450 | 166.5 | 1.665 | 3.3648 | 35090 | 0 | 0 | 11341.917 | 0 | 1820.611 | 34989.165 | 0 | 20840.931 | 2640000 | 0 | 0 | 1430000 | 0 | 189257.834 | 0 | 0 | 0 | 0 | 0 | 0 | 0.036 | 0.027 | 0.043 | 2777.7778 | 370.3704 | 232.5581 | 0.066 | 0.067 | 0.053 | 1515.1515 | 149.2537 | 188.6792 | 0.192 | 0.216 | 0.152 | 0.176 | 0.188 | 0.192 | 0.188 | 0.13 | 0.216 | 462.963 | 20.0787
L-390/11s | 34 | Derix | 11 | 390 | L | s | dak & vloer | 40 | 30 | 40 | 30 | 40 | 30 | 40 | 30 | 40 | 30 | 40 | 450 | 175.5 | 1.755 | 3.5467 | 38082 | 0 | 0 | 16293.75 | 0 | 2132.091 | 35943.576 | 0 | 22729.252 | 2640000 | 0 | 0 | 1650000 | 0 | 199487.988 | 0 | 0 | 0 | 0 | 0 | 0 | 0.036 | 0.027 | 0.041 | 2777.7778 | 370.3704 | 243.9024 | 0.057 | 0.05 | 0.048 | 1754.386 | 200 | 208.3333 | 0.167 | 0.125 | 0.143 | 0.153 | 0.125 | 0.167 | 0.125 | 0.12 | 0.167 | 598.8024 | 22.308
LL-190/7s | 35 | Derix | 7 | 190 | LL | s | dak & vloer | 30 | 30 | 20 | 30 | 20 | 30 | 30 |  |  |  |  | 450 | 85.5 | 0.855 | 1.7279 | 5997.75 | 0 | 0 | 289.667 | 0 | 246.532 | 21297.886 | 0 | 4448.762 | 1650000 | 0 | 0 | 440000 | 0 | 88456.233 | 0 | 0 | 0 | 0 | 0 | 0 | 0.057 | 0.082 | 0.081 | 1754.386 | 121.9512 | 123.4568 | 0.216 | 0.629 | 0.216 | 462.963 | 15.8983 | 46.2963 | 0.625 | 0.469 | 0.312 | 0.521 | 0.312 | 0.625 | 0.313 | 0.433 | 0.625 | 160 | 5.2947
LL-210/7s | 36 | Derix | 7 | 210 | LL | s | dak & vloer | 30 | 30 | 30 | 30 | 30 | 30 | 30 |  |  |  |  | 450 | 94.5 | 0.945 | 1.9097 | 7845.75 | 0 | 0 | 643.5 | 0 | 332.866 | 19098.069 | 0 | 6633.184 | 1650000 | 0 | 0 | 660000 | 0 | 97767.416 | 0 | 0 | 0 | 0 | 0 | 0 | 0.057 | 0.07 | 0.072 | 1754.386 | 142.8571 | 138.8889 | 0.144 | 0.364 | 0.175 | 694.4444 | 27.4725 | 57.1429 | 0.417 | 0.312 | 0.278 | 0.382 | 0.208 | 0.417 | 0.208 | 0.312 | 0.417 | 239.8082 | 6.468
LL-230/7s | 37 | Derix | 7 | 230 | LL | s | dak & vloer | 30 | 30 | 40 | 30 | 40 | 30 | 30 |  |  |  |  | 450 | 103.5 | 1.035 | 2.0916 | 9957.75 | 0 | 0 | 1195.333 | 0 | 437.316 | 18385.023 | 0 | 9255.435 | 1650000 | 0 | 0 | 880000 | 0 | 107078.598 | 0 | 0 | 0 | 0 | 0 | 0 | 0.057 | 0.06 | 0.064 | 1754.386 | 166.6667 | 156.25 | 0.108 | 0.24 | 0.146 | 925.9259 | 41.6667 | 68.4932 | 0.357 | 0.357 | 0.25 | 0.312 | 0.208 | 0.312 | 0.208 | 0.3 | 0.357 | 280.112 | 7.7587
LL-240/7s | 38 | Derix | 7 | 240 | LL | s | dak & vloer | 40 | 40 | 20 | 40 | 20 | 40 | 40 |  |  |  |  | 450 | 108 | 1.08 | 2.1826 | 12261.333 | 0 | 0 | 410.667 | 0 | 496.873 | 31632.022 | 0 | 4705.65 | 2200000 | 0 | 0 | 440000 | 0 | 111734.189 | 0 | 0 | 0 | 0 | 0 | 0 | 0.043 | 0.051 | 0.065 | 2325.5814 | 196.0784 | 153.8462 | 0.216 | 0.507 | 0.183 | 462.963 | 19.7239 | 54.6448 | 0.625 | 0.469 | 0.25 | 0.521 | 0.312 | 0.625 | 0.313 | 0.391 | 0.625 | 160 | 8.448
LL-240/9s | 39 | Derix | 9 | 240 | LL | s | dak & vloer | 30 | 30 | 20 | 30 | 20 | 30 | 20 | 30 | 30 |  |  | 450 | 108 | 1.08 | 2.1826 | 11550 | 0 | 0 | 1122 | 0 | 496.873 | 25386.858 | 0 | 8307.989 | 1980000 | 0 | 0 | 660000 | 0 | 122761.839 | 0 | 0 | 0 | 0 | 0 | 0 | 0.048 | 0.054 | 0.067 | 2083.3333 | 185.1852 | 149.2537 | 0.144 | 0.279 | 0.111 | 694.4444 | 35.8423 | 90.0901 | 0.417 | 0.312 | 0.238 | 0.347 | 0.234 | 0.417 | 0.234 | 0.288 | 0.417 | 239.8082 | 8.448
LL-260/7s | 40 | Derix | 7 | 260 | LL | s | dak & vloer | 40 | 40 | 30 | 40 | 30 | 40 | 40 |  |  |  |  | 450 | 117 | 1.17 | 2.3644 | 15253.333 | 0 | 0 | 858 | 0 | 631.731 | 27351.114 | 0 | 6603.102 | 2200000 | 0 | 0 | 660000 | 0 | 121045.372 | 0 | 0 | 0 | 0 | 0 | 0 | 0.043 | 0.044 | 0.059 | 2325.5814 | 227.2727 | 169.4915 | 0.144 | 0.304 | 0.153 | 694.4444 | 32.8947 | 65.3595 | 0.417 | 0.312 | 0.227 | 0.382 | 0.208 | 0.417 | 0.208 | 0.3 | 0.417 | 239.8082 | 9.9147
LL-270/9s | 41 | Derix | 9 | 270 | LL | s | dak & vloer | 30 | 30 | 30 | 30 | 30 | 30 | 30 | 30 | 30 |  |  | 450 | 121.5 | 1.215 | 2.4554 | 15592.5 | 0 | 0 | 2450.25 | 0 | 707.462 | 23518.046 | 0 | 11964.307 | 1980000 | 0 | 0 | 990000 | 0 | 138107.068 | 0 | 0 | 0 | 0 | 0 | 0 | 0.048 | 0.045 | 0.058 | 2083.3333 | 222.2222 | 172.4138 | 0.096 | 0.159 | 0.092 | 1041.6667 | 62.8931 | 108.6957 | 0.278 | 0.208 | 0.208 | 0.255 | 0.156 | 0.278 | 0.156 | 0.208 | 0.278 | 359.7122 | 10.692
LL-280/7s | 42 | Derix | 7 | 280 | LL | s | dak & vloer | 40 | 40 | 40 | 40 | 40 | 40 | 40 |  |  |  |  | 450 | 126 | 1.26 | 2.5463 | 18597.333 | 0 | 0 | 1525.333 | 0 | 789.017 | 25464.092 | 0 | 8844.246 | 2200000 | 0 | 0 | 880000 | 0 | 130356.554 | 0 | 0 | 0 | 0 | 0 | 0 | 0.043 | 0.039 | 0.054 | 2325.5814 | 256.4103 | 185.1852 | 0.108 | 0.205 | 0.131 | 925.9259 | 48.7805 | 76.3359 | 0.312 | 0.234 | 0.208 | 0.312 | 0.156 | 0.312 | 0.156 | 0.234 | 0.312 | 320.5128 | 11.4987
LL-290/11s | 43 | Derix | 11 | 290 | LL | s | dak & vloer | 30 | 30 | 20 | 30 | 20 | 30 | 20 | 30 | 20 | 30 | 30 | 450 | 130.5 | 1.305 | 2.6373 | 19577.25 | 0 | 0 | 2779.333 | 0 | 876.609 | 29881.254 | 0 | 11972.993 | 2310000 | 0 | 0 | 880000 | 0 | 148337.222 | 0 | 0 | 0 | 0 | 0 | 0 | 0.041 | 0.039 | 0.054 | 2439.0244 | 256.4103 | 185.1852 | 0.108 | 0.159 | 0.09 | 925.9259 | 62.8931 | 111.1111 | 0.312 | 0.234 | 0.192 | 0.26 | 0.188 | 0.312 | 0.188 | 0.216 | 0.312 | 320.5128 | 12.3347
LL-300/9s | 44 | Derix | 9 | 300 | LL | s | dak & vloer | 40 | 40 | 20 | 40 | 20 | 40 | 20 | 40 | 40 |  |  | 450 | 135 | 1.35 | 2.7282 | 23144 | 0 | 0 | 1606 | 0 | 970.456 | 36995.962 | 0 | 8962.638 | 2640000 | 0 | 0 | 660000 | 0 | 153452.298 | 0 | 0 | 0 | 0 | 0 | 0 | 0.036 | 0.034 | 0.054 | 2777.7778 | 294.1176 | 185.1852 | 0.144 | 0.227 | 0.093 | 694.4444 | 44.0529 | 107.5269 | 0.417 | 0.312 | 0.192 | 0.347 | 0.234 | 0.417 | 0.234 | 0.26 | 0.417 | 239.8082 | 13.2
LL-310/11s | 45 | Derix | 11 | 310 | LL | s | dak & vloer | 30 | 30 | 20 | 30 | 30 | 30 | 30 | 30 | 20 | 30 | 30 | 450 | 139.5 | 1.395 | 2.8191 | 23471.25 | 0 | 0 | 3837.167 | 0 | 1070.772 | 28009.23 | 0 | 15173.303 | 2310000 | 0 | 0 | 1100000 | 0 | 158567.375 | 0 | 0 | 0 | 0 | 0 | 0 | 0.041 | 0.034 | 0.05 | 2439.0244 | 294.1176 | 200 | 0.086 | 0.129 | 0.085 | 1162.7907 | 77.5194 | 117.6471 | 0.25 | 0.281 | 0.179 | 0.229 | 0.188 | 0.25 | 0.188 | 0.181 | 0.281 | 355.8719 | 14.0947
LL-330/9s | 46 | Derix | 9 | 330 | LL | s | dak & vloer | 40 | 40 | 30 | 40 | 30 | 40 | 30 | 40 | 40 |  |  | 450 | 148.5 | 1.485 | 3.001 | 29634 | 0 | 0 | 3308.25 | 0 | 1291.677 | 32892.418 | 0 | 12216.73 | 2640000 | 0 | 0 | 990000 | 0 | 168797.528 | 0 | 0 | 0 | 0 | 0 | 0 | 0.036 | 0.029 | 0.048 | 2777.7778 | 344.8276 | 208.3333 | 0.096 | 0.134 | 0.079 | 1041.6667 | 74.6269 | 126.5823 | 0.278 | 0.208 | 0.172 | 0.255 | 0.156 | 0.278 | 0.156 | 0.2 | 0.278 | 359.7122 | 15.972
LL-360/9s | 47 | Derix | 9 | 360 | LL | s | dak & vloer | 40 | 40 | 40 | 40 | 40 | 40 | 40 | 40 | 40 |  |  | 450 | 162 | 1.62 | 3.2738 | 36960 | 0 | 0 | 5808 | 0 | 1676.948 | 31357.394 | 0 | 15952.409 | 2640000 | 0 | 0 | 1320000 | 0 | 184142.758 | 0 | 0 | 0 | 0 | 0 | 0 | 0.031 | 0.024 | 0.044 | 3225.8065 | 416.6667 | 227.2727 | 0.108 | 0.131 | 0.075 | 925.9259 | 76.3359 | 133.3333 | 0.208 | 0.156 | 0.156 | 0.208 | 0.117 | 0.208 | 0.117 | 0.156 | 0.208 | 480.7692 | 19.008
LL-360/11s | 48 | Derix | 11 | 360 | LL | s | dak & vloer | 40 | 40 | 20 | 40 | 20 | 40 | 20 | 40 | 20 | 40 | 40 | 450 | 162 | 1.62 | 3.2738 | 38778.667 | 0 | 0 | 3989.333 | 0 | 1676.948 | 43050.659 | 0 | 12991.94 | 3080000 | 0 | 0 | 880000 | 0 | 184142.758 | 0 | 0 | 0 | 0 | 0 | 0 | 0.036 | 0.025 | 0.043 | 2777.7778 | 400 | 232.5581 | 0.072 | 0.09 | 0.069 | 1388.8889 | 111.1111 | 144.9275 | 0.312 | 0.234 | 0.156 | 0.26 | 0.188 | 0.312 | 0.188 | 0.195 | 0.312 | 320.5128 | 19.008
LL-400/11s | 49 | Derix | 11 | 400 | LL | s | dak & vloer | 40 | 40 | 30 | 40 | 30 | 40 | 30 | 40 | 30 | 40 | 40 | 450 | 180 | 1.8 | 3.6376 | 50482.667 | 0 | 0 | 8184 | 0 | 2300.34 | 38916.319 | 0 | 17557.166 | 3080000 | 0 | 0 | 1320000 | 0 | 204603.064 | 0 | 0 | 0 | 0 | 0 | 0 | 0.031 | 0.021 | 0.039 | 3225.8065 | 476.1905 | 256.4103 | 0.072 | 0.076 | 0.064 | 1388.8889 | 131.5789 | 156.25 | 0.208 | 0.156 | 0.139 | 0.191 | 0.125 | 0.208 | 0.125 | 0.15 | 0.208 | 480.7692 | 23.4667
X-60/3s | 50 | Derix | 3 | 60 | X | s | wand | 20 | 20 | 20 | [8 empty] | 450 | 27 | 0.27 | 0.54564 | 7.333 | 0 | 0 | 190.667 | 0 | 6.732 | 11621.053 | 0 | 4422.123 | 220000 | 0 | 0 | 440000 | 0 | 25969.096 | 0 | 0 | 0 | 0 | 0 | 0 | 0.216 | 0.819 | 0.262 | 462.963 | 12.21 | 38.1679 | 0.431 | 7.102 | 0.375 | 232.0186 | 1.4081 | 26.6667 | 1.25 | 0.938 | 1.25 | 1.042 | 0.938 | 1.25 | 0.938 | 0.937 | 1.25 | 80 | 0.528
X-70/3s | 51 | Derix | 3 | 70 | X | s | wand | 20 | 30 | 20 | [8 empty] | 450 | 31.5 | 0.315 | 0.63658 | 24.75 | 0 | 0 | 289.667 | 0 | 10.69 | 17431.579 | 0 | 4448.762 | 330000 | 0 | 0 | 440000 | 0 | 30297.279 | 0 | 0 | 0 | 0 | 0 | 0 | 0.216 | 0.629 | 0.216 | 462.963 | 15.8983 | 46.2963 | 0.287 | 3.157 | 0.25 | 348.4321 | 3.1676 | 40 | 0.833 | 0.938 | 1 | 0.764 | 0.938 | 0.833 | 0.938 | 0.865 | 1 | 100 | 0.71867
X-80/3s | 52 | Derix | 3 | 80 | X | s | wand | 30 | 20 | 30 | [8 empty] | 450 | 36 | 0.36 | 0.72752 | 7.333 | 0 | 0 | 462 | 0 | 15.958 | 11621.053 | 0 | 7148.169 | 220000 | 0 | 0 | 660000 | 0 | 34625.462 | 0 | 0 | 0 | 0 | 0 | 0 | 0.144 | 0.451 | 0.203 | 694.4444 | 22.1729 | 49.2611 | 0.431 | 7.102 | 0.375 | 232.0186 | 1.4081 | 26.6667 | 1.25 | 0.938 | 1 | 1.042 | 0.938 | 1.25 | 0.938 | 0.865 | 1.25 | 80 | 0.93867
X-90/3s | 53 | Derix | 3 | 90 | X | s | wand | 30 | 30 | 30 | [8 empty] | 450 | 40.5 | 0.405 | 0.81846 | 24.75 | 0 | 0 | 643.5 | 0 | 22.721 | 17431.579 | 0 | 6633.184 | 330000 | 0 | 0 | 660000 | 0 | 38953.644 | 0 | 0 | 0 | 0 | 0 | 0 | 0.144 | 0.364 | 0.175 | 694.4444 | 27.4725 | 57.1429 | 0.287 | 3.157 | 0.25 | 348.4321 | 3.1676 | 40 | 0.833 | 0.625 | 0.833 | 0.764 | 0.625 | 0.833 | 0.625 | 0.625 | 0.833 | 120.048 | 1.188
X-100/3s | 54 | Derix | 3 | 100 | X | s | wand | 30 | 40 | 30 | [8 empty] | 450 | 45 | 0.45 | 0.9094 | 58.667 | 0 | 0 | 858 | 0 | 31.167 | 23242.105 | 0 | 6603.102 | 440000 | 0 | 0 | 660000 | 0 | 43281.827 | 0 | 0 | 0 | 0 | 0 | 0 | 0.144 | 0.304 | 0.153 | 694.4444 | 32.8947 | 65.3595 | 0.216 | 1.776 | 0.188 | 462.963 | 5.6306 | 53.1915 | 0.625 | 0.625 | 0.714 | 0.625 | 0.625 | 0.625 | 0.625 | 0.6 | 0.714 | 140.056 | 1.4667
X-100/5s | 55 | Derix | 5 | 100 | X | s | wand | 20 | 20 | 20 | 20 | 20 | [6 empty] | 450 | 45 | 0.45 | 0.9094 | 190.667 | 0 | 0 | 726 | 0 | 33.806 | 4422.123 | 0 | 7976.205 | 440000 | 0 | 0 | 660000 | 0 | 46555.912 | 0 | 0 | 0 | 0 | 0 | 0 | 0.144 | 0.359 | 0.138 | 694.4444 | 27.8552 | 72.4638 | 0.216 | 0.819 | 0.262 | 462.963 | 12.21 | 38.1679 | 0.625 | 0.469 | 0.625 | 0.521 | 0.469 | 0.625 | 0.469 | 0.469 | 0.625 | 160 | 1.4667
X-110/3s | 56 | Derix | 3 | 110 | X | s | wand | 40 | 30 | 40 | [8 empty] | 450 | 49.5 | 0.495 | 1.0003 | 24.75 | 0 | 0 | 1195.333 | 0 | 41.483 | 17431.579 | 0 | 9255.435 | 330000 | 0 | 0 | 880000 | 0 | 47610.01 | 0 | 0 | 0 | 0 | 0 | 0 | 0.108 | 0.24 | 0.146 | 925.9259 | 41.6667 | 68.4932 | 0.287 | 3.157 | 0.25 | 348.4321 | 3.1676 | 40 | 0.833 | 0.625 | 0.714 | 0.764 | 0.625 | 0.833 | 0.625 | 0.6 | 0.833 | 120.048 | 1.7747
X-110/5s | 57 | Derix | 5 | 110 | X | s | wand | 20 | 20 | 30 | 20 | 20 | [6 empty] | 450 | 49.5 | 0.495 | 1.0003 | 289.667 | 0 | 0 | 930.417 | 0 | 44.996 | 4448.762 | 0 | 10121.51 | 440000 | 0 | 0 | 770000 | 0 | 51211.503 | 0 | 0 | 0 | 0 | 0 | 0 | 0.123 | 0.308 | 0.121 | 813.0081 | 32.4675 | 82.6446 | 0.216 | 0.629 | 0.216 | 462.963 | 15.8983 | 46.2963 | 0.625 | 0.469 | 0.556 | 0.521 | 0.469 | 0.625 | 0.469 | 0.536 | 0.625 | 160 | 1.7747
X-120/3s | 58 | Derix | 3 | 120 | X | s | wand | 40 | 40 | 40 | [8 empty] | 450 | 54 | 0.54 | 1.0913 | 58.667 | 0 | 0 | 1525.333 | 0 | 53.857 | 23242.105 | 0 | 8844.246 | 440000 | 0 | 0 | 880000 | 0 | 51938.192 | 0 | 0 | 0 | 0 | 0 | 0 | 0.108 | 0.205 | 0.131 | 925.9259 | 48.7805 | 76.3359 | 0.216 | 1.776 | 0.188 | 462.963 | 5.6306 | 53.1915 | 0.625 | 0.469 | 0.625 | 0.625 | 0.469 | 0.625 | 0.469 | 0.469 | 0.625 | 160 | 2.112
X-120/5s | 59 | Derix | 5 | 120 | X | s | wand | 20 | 30 | 20 | 30 | 20 | [6 empty] | 450 | 54 | 0.54 | 1.0913 | 462 | 0 | 0 | 1122 | 0 | 58.418 | 7148.169 | 0 | 8307.989 | 660000 | 0 | 0 | 660000 | 0 | 55867.095 | 0 | 0 | 0 | 0 | 0 | 0 | 0.144 | 0.279 | 0.111 | 694.4444 | 35.8423 | 90.0901 | 0.144 | 0.451 | 0.203 | 694.4444 | 22.1729 | 49.2611 | 0.5 | 0.562 | 0.5 | 0.382 | 0.469 | 0.417 | 0.469 | 0.433 | 0.562 | 177.9359 | 2.112
X-130/5s | 60 | Derix | 5 | 130 | X | s | wand | 30 | 20 | 30 | 20 | 30 | [6 empty] | 450 | 58.5 | 0.585 | 1.1822 | 289.667 | 0 | 0 | 1724.25 | 0 | 74.273 | 4448.762 | 0 | 12387.603 | 440000 | 0 | 0 | 990000 | 0 | 60522.686 | 0 | 0 | 0 | 0 | 0 | 0 | 0.096 | 0.196 | 0.109 | 1041.6667 | 51.0204 | 91.7431 | 0.216 | 0.629 | 0.216 | 462.963 | 15.8983 | 46.2963 | 0.625 | 0.469 | 0.5 | 0.521 | 0.469 | 0.625 | 0.469 | 0.433 | 0.625 | 160 | 2.4787
X-140/5s | 61 | Derix | 5 | 140 | X | s | wand | 40 | 20 | 20 | 20 | 40 | [6 empty] | 450 | 63 | 0.63 | 1.2732 | 462 | 0 | 0 | 2053.333 | 0 | 92.765 | 7148.169 | 0 | 10130.982 | 660000 | 0 | 0 | 880000 | 0 | 65178.277 | 0 | 0 | 0 | 0 | 0 | 0 | 0.108 | 0.178 | 0.1 | 925.9259 | 56.1798 | 100 | 0.144 | 0.451 | 0.203 | 694.4444 | 22.1729 | 49.2611 | 0.5 | 0.562 | 0.455 | 0.382 | 0.469 | 0.417 | 0.469 | 0.363 | 0.562 | 177.9359 | 2.8747
X-150/5s | 62 | Derix | 5 | 150 | X | s | wand | 30 | 30 | 30 | 30 | 30 | [6 empty] | 450 | 67.5 | 0.675 | 1.3641 | 643.5 | 0 | 0 | 2450.25 | 0 | 114.097 | 6633.184 | 0 | 11964.307 | 660000 | 0 | 0 | 990000 | 0 | 69833.868 | 0 | 0 | 0 | 0 | 0 | 0 | 0.096 | 0.159 | 0.092 | 1041.6667 | 62.8931 | 108.6957 | 0.144 | 0.364 | 0.175 | 694.4444 | 27.4725 | 57.1429 | 0.417 | 0.312 | 0.417 | 0.382 | 0.312 | 0.417 | 0.312 | 0.312 | 0.417 | 239.8082 | 3.3
X-160/5s | 63 | Derix | 5 | 160 | X | s | wand | 40 | 20 | 40 | 20 | 40 | [6 empty] | 450 | 72 | 0.72 | 1.455 | 410.667 | 0 | 0 | 3344 | 0 | 138.471 | 4705.65 | 0 | 17628.58 | 440000 | 0 | 0 | 1320000 | 0 | 74489.46 | 0 | 0 | 0 | 0 | 0 | 0 | 0.072 | 0.125 | 0.09 | 1388.8889 | 80 | 111.1111 | 0.216 | 0.507 | 0.183 | 462.963 | 19.7239 | 54.6448 | 0.625 | 0.469 | 0.417 | 0.521 | 0.469 | 0.625 | 0.469 | 0.391 | 0.625 | 160 | 3.7547
X-170/5s | 64 | Derix | 5 | 170 | X | s | wand | 40 | 30 | 30 | 30 | 40 | [6 empty] | 450 | 76.5 | 0.765 | 1.546 | 1195.333 | 0 | 0 | 3308.25 | 0 | 166.091 | 9255.435 | 0 | 12216.73 | 880000 | 0 | 0 | 990000 | 0 | 79145.051 | 0 | 0 | 0 | 0 | 0 | 0 | 0.096 | 0.134 | 0.079 | 1041.6667 | 74.6269 | 126.5823 | 0.108 | 0.24 | 0.146 | 925.9259 | 41.6667 | 68.4932 | 0.357 | 0.357 | 0.357 | 0.312 | 0.312 | 0.312 | 0.312 | 0.3 | 0.357 | 280.112 | 4.2387
X-180/5s | 65 | Derix | 5 | 180 | X | s | wand | 40 | 30 | 40 | 30 | 40 | [6 empty] | 450 | 81 | 0.81 | 1.6369 | 858 | 0 | 0 | 4488 | 0 | 197.159 | 6603.102 | 0 | 16231.317 | 660000 | 0 | 0 | 1320000 | 0 | 83800.642 | 0 | 0 | 0 | 0 | 0 | 0 | 0.072 | 0.104 | 0.078 | 1388.8889 | 96.1538 | 128.2051 | 0.144 | 0.304 | 0.153 | 694.4444 | 32.8947 | 65.3595 | 0.417 | 0.312 | 0.357 | 0.382 | 0.312 | 0.417 | 0.312 | 0.3 | 0.417 | 239.8082 | 4.752
X-190/5s | 66 | Derix | 5 | 190 | X | s | wand | 40 | 40 | 30 | 40 | 40 | [6 empty] | 450 | 85.5 | 0.855 | 1.7279 | 1195.333 | 0 | 0 | 5092.083 | 0 | 231.878 | 9255.435 | 0 | 14090.907 | 880000 | 0 | 0 | 1210000 | 0 | 88456.233 | 0 | 0 | 0 | 0 | 0 | 0 | 0.078 | 0.097 | 0.074 | 1282.0513 | 103.0928 | 135.1351 | 0.108 | 0.24 | 0.146 | 925.9259 | 41.6667 | 68.4932 | 0.357 | 0.357 | 0.333 | 0.313 | 0.312 | 0.312 | 0.312 | 0.263 | 0.357 | 280.112 | 5.2947
X-200/5s | 67 | Derix | 5 | 200 | X | s | wand | 40 | 40 | 40 | 40 | 40 | [6 empty] | 450 | 90 | 0.9 | 1.8188 | 1525.333 | 0 | 0 | 5808 | 0 | 270.452 | 8844.246 | 0 | 15952.409 | 880000 | 0 | 0 | 1320000 | 0 | 93111.825 | 0 | 0 | 0 | 0 | 0 | 0 | 0.072 | 0.09 | 0.069 | 1388.8889 | 111.1111 | 144.9275 | 0.108 | 0.205 | 0.131 | 925.9259 | 48.7805 | 76.3359 | 0.312 | 0.234 | 0.312 | 0.312 | 0.234 | 0.312 | 0.234 | 0.234 | 0.312 | 320.5128 | 5.8667
C3S-60 | 68 | Stora Enso | 3 | 60 | C | S | wand | 20 | 20 | 20 | [8 empty] | 500 | 30 | 0.3 | 0.54564 | 8 | 0 | 0 | 208 | 0 | 6.732 | 11621.053 | 0 | 4422.123 | 240000 | 0 | 0 | 480000 | 0 | 25969.096 | 0 | 0 | 0 | 0 | 0 | 0 | 0.223 | 0.901 | 0.231 | 448.4305 | 11.0988 | 43.29 | 0.446 | 7.813 | 0.234 | 224.2152 | 1.2799 | 42.735 | 1.603 | 0.938 | 0.781 | 1.335 | 0.938 | 1.603 | 0.938 | 0 | 1.603 | 62.383 | 0.528
C3S-80 | 69 | Stora Enso | 3 | 80 | C | S | wand | 20 | 40 | 20 | [8 empty] | 500 | 40 | 0.4 | 0.72752 | 8 | 0 | 0 | 504 | 0 | 15.958 | 11621.053 | 0 | 7148.169 | 240000 | 0 | 0 | 720000 | 0 | 34625.462 | 0 | 0 | 0 | 0 | 0 | 0 | 0.149 | 0.496 | 0.179 | 671.1409 | 20.1613 | 55.8659 | 0.446 | 7.812 | 0.234 | 224.2152 | 1.2801 | 42.735 | 1.603 | 0.938 | 0.625 | 1.335 | 0.938 | 1.603 | 0.938 | 0 | 1.603 | 62.383 | 0.93867
C3S-90 | 70 | Stora Enso | 3 | 90 | C | S | wand | 30 | 30 | 30 | [8 empty] | 500 | 45 | 0.45 | 0.81846 | 27 | 0 | 0 | 702 | 0 | 22.721 | 17431.579 | 0 | 6633.184 | 360000 | 0 | 0 | 720000 | 0 | 38953.644 | 0 | 0 | 0 | 0 | 0 | 0 | 0.149 | 0.401 | 0.167 | 671.1409 | 24.9377 | 59.8802 | 0.298 | 3.472 | 0.156 | 335.5705 | 2.8802 | 64.1026 | 1.068 | 0.625 | 0.521 | 0.98 | 0.625 | 1.068 | 0.625 | 0 | 1.068 | 93.633 | 1.188
C3S-100 | 71 | Stora Enso | 3 | 100 | C | S | wand | 30 | 40 | 30 | [8 empty] | 500 | 50 | 0.5 | 0.9094 | 64 | 0 | 0 | 936 | 0 | 31.167 | 23242.105 | 0 | 6603.102 | 480000 | 0 | 0 | 720000 | 0 | 43281.827 | 0 | 0 | 0 | 0 | 0 | 0 | 0.149 | 0.334 | 0.16 | 671.1409 | 29.9401 | 62.5 | 0.223 | 1.953 | 0.117 | 448.4305 | 5.1203 | 85.4701 | 0.801 | 0.625 | 0.446 | 0.801 | 0.625 | 0.801 | 0.625 | 0 | 0.801 | 124.8439 | 1.4667
C5S-100 | 72 | Stora Enso | 5 | 100 | C | S | wand | 20 | 20 | 20 | 20 | 20 | [6 empty] | 500 | 50 | 0.5 | 0.9094 | 208 | 0 | 0 | 792 | 0 | 33.806 | 4422.123 | 0 | 7976.205 | 480000 | 0 | 0 | 720000 | 0 | 46555.912 | 0 | 0 | 0 | 0 | 0 | 0 | 0.149 | 0.395 | 0.121 | 671.1409 | 25.3165 | 82.6446 | 0.223 | 0.901 | 0.231 | 448.4305 | 11.0988 | 43.29 | 0.801 | 0.469 | 0.391 | 0.668 | 0.469 | 0.801 | 0.469 | 0 | 0.801 | 124.8439 | 1.4667
C3S-120 | 73 | Stora Enso | 3 | 120 | C | S | wand | 40 | 40 | 40 | [8 empty] | 500 | 60 | 0.6 | 1.0913 | 64 | 0 | 0 | 1664 | 0 | 53.857 | 23242.105 | 0 | 8844.246 | 480000 | 0 | 0 | 960000 | 0 | 51938.192 | 0 | 0 | 0 | 0 | 0 | 0 | 0.112 | 0.225 | 0.137 | 892.8571 | 44.4444 | 72.9927 | 0.223 | 1.953 | 0.117 | 448.4305 | 5.1203 | 85.4701 | 0.801 | 0.469 | 0.391 | 0.801 | 0.469 | 0.801 | 0.469 | 0 | 0.801 | 124.8439 | 2.112
C5S-120 | 74 | Stora Enso | 5 | 120 | C | S | wand | 30 | 20 | 20 | 20 | 30 | [6 empty] | 500 | 60 | 0.6 | 1.0913 | 208 | 0 | 0 | 1520 | 0 | 58.418 | 4422.123 | 0 | 10182.525 | 480000 | 0 | 0 | 960000 | 0 | 55867.095 | 0 | 0 | 0 | 0 | 0 | 0 | 0.112 | 0.247 | 0.107 | 892.8571 | 40.4858 | 93.4579 | 0.223 | 0.901 | 0.251 | 448.4305 | 11.0988 | 39.8406 | 0.801 | 0.469 | 0.347 | 0.668 | 0.469 | 0.801 | 0.469 | 0 | 0.801 | 124.8439 | 2.112
C5S-140 | 75 | Stora Enso | 5 | 140 | C | S | wand | 40 | 20 | 20 | 20 | 40 | [6 empty] | 500 | 70 | 0.7 | 1.2732 | 208 | 0 | 0 | 2536 | 0 | 92.765 | 4422.123 | 0 | 12732.134 | 480000 | 0 | 0 | 1200000 | 0 | 65178.277 | 0 | 0 | 0 | 0 | 0 | 0 | 0.089 | 0.173 | 0.095 | 1123.5955 | 57.8035 | 105.2632 | 0.223 | 0.901 | 0.275 | 448.4305 | 11.0988 | 36.3636 | 0.801 | 0.469 | 0.312 | 0.668 | 0.469 | 0.801 | 0.469 | 0 | 0.801 | 124.8439 | 2.8747
C5S-160 | 76 | Stora Enso | 5 | 160 | C | S | wand | 40 | 20 | 40 | 20 | 40 | [6 empty] | 500 | 80 | 0.8 | 1.455 | 448 | 0 | 0 | 3648 | 0 | 138.471 | 4705.65 | 0 | 17628.58 | 480000 | 0 | 0 | 1440000 | 0 | 74489.46 | 0 | 0 | 0 | 0 | 0 | 0 | 0.074 | 0.137 | 0.079 | 1351.3514 | 72.9927 | 126.5823 | 0.223 | 0.558 | 0.191 | 448.4305 | 17.9211 | 52.356 | 0.801 | 0.469 | 0.26 | 0.668 | 0.469 | 0.801 | 0.469 | 0 | 0.801 | 124.8439 | 3.7547
L3s-60 | 77 | Stora Enso | 3 | 60 | L | s | dak & vloer | 20 | 20 | 20 | [8 empty] | 500 | 30 | 0.3 | 0.54564 | 208 | 0 | 0 | 8 | 0 | 6.732 | 4422.123 | 0 | 11621.053 | 480000 | 0 | 0 | 240000 | 0 | 25969.096 | 0 | 0 | 0 | 0 | 0 | 0 | 0.223 | 0.901 | 0.231 | 448.4305 | 11.0988 | 43.29 | 0.446 | 7.813 | 0.234 | 224.2152 | 1.2799 | 42.735 | 1.603 | 0.938 | 0.781 | 1.335 | 0.938 | 1.603 | 0.938 | 0 | 1.603 | 62.383 | 0.528
L3s-80 | 78 | Stora Enso | 3 | 80 | L | s | dak & vloer | 20 | 40 | 20 | [8 empty] | 500 | 40 | 0.4 | 0.72752 | 504 | 0 | 0 | 8 | 0 | 15.958 | 7148.169 | 0 | 11621.053 | 720000 | 0 | 0 | 240000 | 0 | 34625.462 | 0 | 0 | 0 | 0 | 0 | 0 | 0.149 | 0.496 | 0.179 | 671.1409 | 20.1613 | 55.8659 | 0.446 | 7.812 | 0.234 | 224.2152 | 1.2801 | 42.735 | 1.603 | 0.938 | 0.625 | 1.335 | 0.938 | 1.603 | 0.938 | 0 | 1.603 | 62.383 | 0.93867
L3s-90 | 79 | Stora Enso | 3 | 90 | L | s | dak & vloer | 30 | 30 | 30 | [8 empty] | 500 | 45 | 0.45 | 0.81846 | 702 | 0 | 0 | 27 | 0 | 22.721 | 6633.184 | 0 | 17431.579 | 720000 | 0 | 0 | 360000 | 0 | 38953.644 | 0 | 0 | 0 | 0 | 0 | 0 | 0.149 | 0.401 | 0.167 | 671.1409 | 24.9377 | 59.8802 | 0.298 | 3.472 | 0.156 | 335.5705 | 2.8802 | 64.1026 | 1.068 | 0.625 | 0.521 | 0.98 | 0.625 | 1.068 | 0.625 | 0 | 1.068 | 93.633 | 1.188
L3s-100 | 80 | Stora Enso | 3 | 100 | L | s | dak & vloer | 30 | 40 | 30 | [8 empty] | 500 | 50 | 0.5 | 0.9094 | 936 | 0 | 0 | 64 | 0 | 31.167 | 6603.102 | 0 | 23242.105 | 720000 | 0 | 0 | 480000 | 0 | 43281.827 | 0 | 0 | 0 | 0 | 0 | 0 | 0.149 | 0.334 | 0.16 | 671.1409 | 29.9401 | 62.5 | 0.223 | 1.953 | 0.117 | 448.4305 | 5.1203 | 85.4701 | 0.801 | 0.625 | 0.446 | 0.801 | 0.625 | 0.801 | 0.625 | 0 | 0.801 | 124.8439 | 1.4667
L5s-100 | 81 | Stora Enso | 5 | 100 | L | s | dak & vloer | 20 | 20 | 20 | 20 | 20 | [6 empty] | 500 | 50 | 0.5 | 0.9094 | 792 | 0 | 0 | 208 | 0 | 33.806 | 7976.205 | 0 | 4422.123 | 720000 | 0 | 0 | 480000 | 0 | 46555.912 | 0 | 0 | 0 | 0 | 0 | 0 | 0.149 | 0.395 | 0.121 | 671.1409 | 25.3165 | 82.6446 | 0.223 | 0.901 | 0.231 | 448.4305 | 11.0988 | 43.29 | 0.801 | 0.469 | 0.391 | 0.668 | 0.469 | 0.801 | 0.469 | 0 | 0.801 | 124.8439 | 1.4667
L3s-120 | 82 | Stora Enso | 3 | 120 | L | s | dak & vloer | 40 | 40 | 40 | [8 empty] | 500 | 60 | 0.6 | 1.0913 | 1664 | 0 | 0 | 64 | 0 | 53.857 | 8844.246 | 0 | 23242.105 | 960000 | 0 | 0 | 480000 | 0 | 51938.192 | 0 | 0 | 0 | 0 | 0 | 0 | 0.112 | 0.225 | 0.137 | 892.8571 | 44.4444 | 72.9927 | 0.223 | 1.953 | 0.117 | 448.4305 | 5.1203 | 85.4701 | 0.801 | 0.469 | 0.391 | 0.801 | 0.469 | 0.801 | 0.469 | 0 | 0.801 | 124.8439 | 2.112
L5s-120 | 83 | Stora Enso | 5 | 120 | L | s | dak & vloer | 30 | 20 | 20 | 20 | 30 | [6 empty] | 500 | 60 | 0.6 | 1.0913 | 1520 | 0 | 0 | 208 | 0 | 58.418 | 10182.525 | 0 | 4422.123 | 960000 | 0 | 0 | 480000 | 0 | 55867.095 | 0 | 0 | 0 | 0 | 0 | 0 | 0.112 | 0.247 | 0.107 | 892.8571 | 40.4858 | 93.4579 | 0.223 | 0.901 | 0.251 | 448.4305 | 11.0988 | 39.8406 | 0.801 | 0.469 | 0.347 | 0.668 | 0.469 | 0.801 | 0.469 | 0 | 0.801 | 124.8439 | 2.112
L5s-140 | 84 | Stora Enso | 5 | 140 | L | s | dak & vloer | 40 | 20 | 20 | 20 | 40 | [6 empty] | 500 | 70 | 0.7 | 1.2732 | 2536 | 0 | 0 | 208 | 0 | 92.765 | 12732.134 | 0 | 4422.123 | 1200000 | 0 | 0 | 480000 | 0 | 65178.277 | 0 | 0 | 0 | 0 | 0 | 0 | 0.089 | 0.173 | 0.095 | 1123.5955 | 57.8035 | 105.2632 | 0.223 | 0.901 | 0.275 | 448.4305 | 11.0988 | 36.3636 | 0.801 | 0.469 | 0.312 | 0.668 | 0.469 | 0.801 | 0.469 | 0 | 0.801 | 124.8439 | 2.8747
L5s-160 | 85 | Stora Enso | 5 | 160 | L | s | dak & vloer | 40 | 20 | 40 | 20 | 40 | [6 empty] | 500 | 80 | 0.8 | 1.455 | 3648 | 0 | 0 | 448 | 0 | 138.471 | 17628.58 | 0 | 4705.65 | 1440000 | 0 | 0 | 480000 | 0 | 74489.46 | 0 | 0 | 0 | 0 | 0 | 0 | 0.074 | 0.137 | 0.079 | 1351.3514 | 72.9927 | 126.5823 | 0.223 | 0.558 | 0.191 | 448.4305 | 17.9211 | 52.356 | 0.801 | 0.469 | 0.26 | 0.668 | 0.469 | 0.801 | 0.469 | 0 | 0.801 | 124.8439 | 3.7547
L5s-180 | 86 | Stora Enso | 5 | 180 | L | s | dak & vloer | 40 | 30 | 40 | 30 | 40 | [6 empty] | 500 | 90 | 0.9 | 1.6369 | 4896 | 0 | 0 | 936 | 0 | 197.159 | 16231.317 | 0 | 6603.102 | 1440000 | 0 | 0 | 720000 | 0 | 83800.642 | 0 | 0 | 0 | 0 | 0 | 0 | 0.074 | 0.115 | 0.075 | 1351.3514 | 86.9565 | 133.3333 | 0.149 | 0.334 | 0.16 | 671.1409 | 29.9401 | 62.5 | 0.534 | 0.312 | 0.223 | 0.49 | 0.312 | 0.534 | 0.312 | 0 | 0.534 | 187.2659 | 4.752
L7s-180 | 87 | Stora Enso | 7 | 180 | L | s | dak & vloer | 30 | 20 | 30 | 20 | 30 | 20 | 30 |  |  |  |  | 500 | 90 | 0.9 | 1.6369 | 4608 | 0 | 0 | 1224 | 0 | 209.618 | 17450.26 | 0 | 8307.989 | 1440000 | 0 | 0 | 720000 | 0 | 83800.642 | 0 | 0 | 0 | 0 | 0 | 0 | 0.074 | 0.122 | 0.078 | 1351.3514 | 81.9672 | 128.2051 | 0.149 | 0.306 | 0.107 | 671.1409 | 32.6797 | 93.4579 | 0.534 | 0.312 | 0.208 | 0.445 | 0.312 | 0.534 | 0.313 | 0 | 0.534 | 187.2659 | 4.752
L5s-200 | 88 | Stora Enso | 5 | 200 | L | s | dak & vloer | 40 | 40 | 40 | 40 | 40 | [6 empty] | 500 | 100 | 1 | 1.8188 | 6336 | 0 | 0 | 1664 | 0 | 270.452 | 15952.409 | 0 | 8844.246 | 1440000 | 0 | 0 | 960000 | 0 | 93111.825 | 0 | 0 | 0 | 0 | 0 | 0 | 0.074 | 0.099 | 0.072 | 1351.3514 | 101.0101 | 138.8889 | 0.112 | 0.225 | 0.137 | 892.8571 | 44.4444 | 72.9927 | 0.401 | 0.234 | 0.195 | 0.401 | 0.234 | 0.401 | 0.234 | 0 | 0.401 | 249.3766 | 5.8667
L7s-200 | 89 | Stora Enso | 7 | 200 | L | s | dak & vloer | 20 | 40 | 20 | 40 | 20 | 40 | 20 |  |  |  |  | 500 | 100 | 1 | 1.8188 | 4352 | 0 | 0 | 3648 | 0 | 287.542 | 12991.94 | 0 | 17628.58 | 960000 | 0 | 0 | 1440000 | 0 | 93111.825 | 0 | 0 | 0 | 0 | 0 | 0 | 0.112 | 0.144 | 0.079 | 892.8571 | 69.4444 | 126.5823 | 0.074 | 0.137 | 0.079 | 1351.3514 | 72.9927 | 126.5823 | 0.401 | 0.469 | 0.174 | 0.368 | 0.312 | 0.401 | 0.313 | 0 | 0.469 | 213.2196 | 5.8667
L7s-240 | 90 | Stora Enso | 7 | 240 | L | s | dak & vloer | 30 | 40 | 30 | 40 | 30 | 40 | 30 |  |  |  |  | 500 | 120 | 1.2 | 2.1826 | 8928 | 0 | 0 | 4896 | 0 | 496.873 | 17557.166 | 0 | 16231.317 | 1440000 | 0 | 0 | 1440000 | 0 | 111734.189 | 0 | 0 | 0 | 0 | 0 | 0 | 0.074 | 0.084 | 0.067 | 1351.3514 | 119.0476 | 149.2537 | 0.074 | 0.115 | 0.075 | 1351.3514 | 86.9565 | 133.3333 | 0.321 | 0.25 | 0.149 | 0.267 | 0.208 | 0.267 | 0.208 | 0 | 0.321 | 311.5265 | 8.448
LL5s-2*-160 | 91 | Stora Enso | 5 | 160 | LL | s-2* | dak & vloer | 60 | 40 | 60 | [8 empty] | 500 | 80 | 0.8 | 1.455 | 4032 | 0 | 0 | 64 | 0 | 138.471 | 14296.005 | 0 | 23242.105 | 1440000 | 0 | 0 | 480000 | 0 | 74489.46 | 0 | 0 | 0 | 0 | 0 | 0 | 0.074 | 0.124 | 0.106 | 1351.3514 | 80.6452 | 94.3396 | 0.223 | 1.953 | 0.117 | 448.4305 | 5.1203 | 85.4701 | 0.801 | 0.625 | 0.24 | 0.801 | 0.312 | 0.801 | 0.312 | 0 | 0.801 | 124.8439 | 3.7547
LL7s-2*-220 | 92 | Stora Enso | 7 | 220 | LL | s-2* | dak & vloer | 60 | 30 | 40 | 60 | 30 | [6 empty] | 500 | 110 | 1.1 | 2.0007 | 9712 | 0 | 0 | 936 | 0 | 382.719 | 21361.264 | 0 | 6603.102 | 1920000 | 0 | 0 | 720000 | 0 | 102423.007 | 0 | 0 | 0 | 0 | 0 | 0 | 0.056 | 0.071 | 0.064 | 1785.7143 | 140.8451 | 156.25 | 0.149 | 0.334 | 0.16 | 671.1409 | 29.9401 | 62.5 | 0.534 | 0.312 | 0.164 | 0.49 | 0.208 | 0.534 | 0.208 | 0 | 0.534 | 187.2659 | 7.0987
LL7s-2*-240 | 93 | Stora Enso | 7 | 240 | LL | s-2* | dak & vloer | 80 | 20 | 40 | 20 | 80 | [6 empty] | 500 | 120 | 1.2 | 2.1826 | 13376 | 0 | 0 | 448 | 0 | 496.873 | 31632.022 | 0 | 4705.65 | 2400000 | 0 | 0 | 480000 | 0 | 111734.189 | 0 | 0 | 0 | 0 | 0 | 0 | 0.045 | 0.056 | 0.057 | 2222.2222 | 178.5714 | 175.4386 | 0.223 | 0.558 | 0.191 | 448.4305 | 17.9211 | 52.356 | 0.801 | 0.469 | 0.156 | 0.668 | 0.312 | 0.801 | 0.313 | 0 | 0.801 | 124.8439 | 8.448
LL7s-2*-260 | 94 | Stora Enso | 7 | 260 | LL | s-2* | dak & vloer | 80 | 30 | 40 | 30 | 80 | [6 empty] | 500 | 130 | 1.3 | 2.3644 | 16640 | 0 | 0 | 936 | 0 | 631.731 | 27351.114 | 0 | 6603.102 | 2400000 | 0 | 0 | 720000 | 0 | 121045.372 | 0 | 0 | 0 | 0 | 0 | 0 | 0.045 | 0.049 | 0.056 | 2222.2222 | 204.0816 | 178.5714 | 0.149 | 0.334 | 0.16 | 671.1409 | 29.9401 | 62.5 | 0.534 | 0.312 | 0.142 | 0.49 | 0.208 | 0.534 | 0.208 | 0 | 0.534 | 187.2659 | 9.9147
LL7s-2*-280 | 95 | Stora Enso | 7 | 280 | LL | s-2* | dak & vloer | 80 | 40 | 40 | 40 | 80 | [6 empty] | 500 | 140 | 1.4 | 2.5463 | 20288 | 0 | 0 | 1664 | 0 | 789.017 | 25464.092 | 0 | 8844.246 | 2400000 | 0 | 0 | 960000 | 0 | 130356.554 | 0 | 0 | 0 | 0 | 0 | 0 | 0.045 | 0.043 | 0.056 | 2222.2222 | 232.5581 | 178.5714 | 0.112 | 0.225 | 0.137 | 892.8571 | 44.4444 | 72.9927 | 0.401 | 0.234 | 0.13 | 0.401 | 0.156 | 0.401 | 0.156 | 0 | 0.401 | 249.3766 | 11.4987
LL8s-2**-300 | 96 | Stora Enso | 8 | 300 | LL | s-2** | dak & vloer | 80 | 30 | 80 | 30 | 80 | [6 empty] | 500 | 150 | 1.5 | 2.7282 | 24768 | 0 | 0 | 2232 | 0 | 970.456 | 38662.238 | 0 | 7780.931 | 2880000 | 0 | 0 | 720000 | 0 | 153452.298 | 0 | 0 | 0 | 0 | 0 | 0 | 0.037 | 0.038 | 0.046 | 2702.7027 | 263.1579 | 217.3913 | 0.149 | 0.196 | 0.106 | 671.1409 | 51.0204 | 94.3396 | 0.534 | 0.312 | 0.12 | 0.49 | 0.179 | 0.534 | 0.179 | 0 | 0.534 | 187.2659 | 13.2
LL8s-2**-320 | 97 | Stora Enso | 8 | 320 | LL | s-2** | dak & vloer | 80 | 40 | 80 | 40 | 80 | [6 empty] | 500 | 160 | 1.6 | 2.9101 | 29184 | 0 | 0 | 3584 | 0 | 1177.774 | 35256.916 | 0 | 9411.299 | 2880000 | 0 | 0 | 960000 | 0 | 163682.451 | 0 | 0 | 0 | 0 | 0 | 0 | 0.037 | 0.034 | 0.047 | 2702.7027 | 294.1176 | 212.766 | 0.112 | 0.14 | 0.096 | 892.8571 | 71.4286 | 104.1667 | 0.401 | 0.234 | 0.112 | 0.401 | 0.134 | 0.401 | 0.134 | 0 | 0.401 | 249.3766 | 15.0187

## tabel_1995_sterkteklasse (hidden)
sterkteklasse | Kolom1 | Bending | Tension parallel | Tension perpendicular | Compression parallel | Compression perpendicular | Shear | Rolling Shear | Mean modulus of elasticity parallel bending | 5 percentile modulus of elasticity parallel bending | Mean modulus of elasticity perpendicular | 5 percentile modulus of elasticity perpendicular | Mean shear modulus | 5 percentile of shear modulus | Mean rolling shear modulus | 5 percentile rolling Shear modulus | Mean density | 5 percentile density
NEN-EN 338, Table 1 | Strength classes for softwood based on edgewise bending tests - strength, stiffness and density values | fm,k | ft,0,k | ft,90,k | fc,0,k | fc,90,k | fv,k | - | Em,0,mean | Em,0,k | Em,90,mean | - | Gmean | Gk | - | - | ρmean | ρk
C14 |  | 14 | 7.2 | 0.4 | 16 | 2 | 3 | - | 7000 | 4700 | 230 | - | 440 | 290 | - | - | 350 | 290
C16 |  | 16 | 8.5 | 0.4 | 17 | 2.2 | 3.2 | - | 8000 | 5400 | 270 | - | 500 | 340 | - | - | 370 | 310
C18 |  | 18 | 10 | 0.4 | 18 | 2.2 | 3.4 | - | 9000 | 6000 | 300 | - | 560 | 380 | - | - | 380 | 320
C20 |  | 20 | 11.5 | 0.4 | 19 | 2.3 | 3.6 | - | 9500 | 6400 | 320 | - | 590 | 400 | - | - | 400 | 330
C22 |  | 22 | 13 | 0.4 | 20 | 2.4 | 3.8 | - | 10000 | 6700 | 330 | - | 630 | 420 | - | - | 410 | 340
C24 |  | 24 | 14.5 | 0.4 | 21 | 2.5 | 4 | - | 11000 | 7400 | 370 | - | 690 | 460 | - | - | 420 | 350
C27 |  | 27 | 16.5 | 0.4 | 22 | 2.5 | 4 | - | 11500 | 7700 | 380 | - | 720 | 480 | - | - | 430 | 360
C30 |  | 30 | 19 | 0.4 | 24 | 2.7 | 4 | - | 12000 | 8000 | 400 | - | 750 | 500 | - | - | 460 | 380
C35 |  | 35 | 22.5 | 0.4 | 25 | 2.7 | 4 | - | 13000 | 8700 | 430 | - | 810 | 540 | - | - | 470 | 390
C40 |  | 40 | 26 | 0.4 | 27 | 2.8 | 4 | - | 14000 | 9400 | 470 | - | 880 | 590 | - | - | 480 | 400
C45 |  | 45 | 30 | 0.4 | 29 | 2.9 | 4 | - | 15000 | 10100 | 500 | - | 940 | 630 | - | - | 490 | 410
C50 |  | 50 | 33.5 | 0.4 | 30 | 3 | 4 | - | 16000 | 10700 | 530 | - | 1000 | 670 | - | - | 520 | 430
NEN-EN 338, Table 2 | Strength classes for softwood based on tension tests - strength, stiffness and density values | fm,k | ft,0,k | ft,90,k | fc,0,k | fc,90,k | fv,k | - | Et,0,mean | Et,0,k | Et,90,mean | - | Gmean | - | - | - | ρmean | ρk
T8 |  | 13.5 | 8 | 0.4 | 16 | 2 | 2.8 | - | 7000 | 4700 | 230 | - | 440 | - | - | - | 350 | 290
T9 |  | 14.5 | 9 | 0.4 | 17 | 2.1 | 3 | - | 7500 | 5000 | 250 | - | 470 | - | - | - | 360 | 300
T10 |  | 16 | 10 | 0.4 | 17 | 2.2 | 3.2 | - | 8000 | 5400 | 270 | - | 500 | - | - | - | 370 | 310
T11 |  | 17 | 11 | 0.4 | 18 | 2.2 | 3.4 | - | 9000 | 6000 | 300 | - | 560 | - | - | - | 380 | 32
T12 |  | 18 | 12 | 0.4 | 19 | 2.3 | 3.6 | - | 9500 | 6400 | 320 | - | 590 | - | - | - | 400 | 330
T13 |  | 19.5 | 13 | 0.4 | 20 | 2.4 | 3.8 | - | 10000 | 6700 | 330 | - | 630 | - | - | - | 410 | 340
T14 |  | 20.5 | 14 | 0.4 | 21 | 2.5 | 4 | - | 11000 | 7400 | 370 | - | 690 | - | - | - | 420 | 350
T14,5 |  | 21 | 14.5 | 0.4 | 21 | 2.5 | 4 | - | 11000 | 7400 | 370 | - | 690 | - | - | - | 420 | 350
T15 |  | 22 | 15 | 0.4 | 21 | 2.5 | 4 | - | 11500 | 7700 | 380 | - | 720 | - | - | - | 430 | 360
T16 |  | 23 | 16 | 0.4 | 22 | 2.6 | 4 | - | 11500 | 7700 | 380 | - | 700 | - | - | - | 440 | 370
T18 |  | 25.5 | 18 | 0.4 | 23 | 2.7 | 4 | - | 12000 | 8000 | 400 | - | 750 | - | - | - | 460 | 380
T21 |  | 29 | 21 | 0.4 | 25 | 2.7 | 4 | - | 13000 | 8700 | 430 | - | 810 | - | - | - | 470 | 390
T22 |  | 30.5 | 22 | 0.4 | 26 | 2.7 | 4 | - | 13000 | 8700 | 430 | - | 810 | - | - | - | 470 | 390
T24 |  | 33 | 24 | 0.4 | 27 | 2.8 | 4 | - | 13500 | 9000 | 450 | - | 840 | - | - | - | 480 | 400
T26 |  | 35 | 26 | 0.4 | 28 | 2.9 | 4 | - | 14000 | 9400 | 470 | - | 880 | - | - | - | 490 | 410
T27 |  | 36.5 | 27 | 0.4 | 29 | 2.9 | 4 | - | 15000 | 10100 | 500 | - | 940 | - | - | - | 490 | 410
T28 |  | 37.5 | 28 | 0.4 | 29 | 2.9 | 4 | - | 15000 | 10100 | 500 | - | 940 | - | - | - | 500 | 420
T30 |  | 40 | 30 | 0.4 | 30 | 3 | 4 | - | 15500 | 10400 | 520 | - | 970 | - | - | - | 520 | 430
NEN-EN 338, Table 3 | Strength classes for hardwoods based on edgewise bending tests - strength, stiffness and density values | fm,k | ft,0,k | ft,90,k | fc,0,k | fc,90,k | fv,k | - | Em,0,mean | Em,0,k | Em,90,mean | - | Gmean | Gk | - | - | ρmean | ρk
D18 |  | 18 | 11 | 0.6 | 18 | 4.8 | 3.5 | - | 9500 | 8000 | 630 | - | 590 | 500 | - | - | 570 | 475
D24 |  | 24 | 14 | 0.6 | 21 | 4.9 | 3.7 | - | 10000 | 8400 | 670 | - | 630 | 530 | - | - | 580 | 485
D27 |  | 27 | 16 | 0.6 | 22 | 5.1 | 3.8 | - | 10500 | 8800 | 700 | - | 660 | 550 | - | - | 610 | 510
D30 |  | 30 | 18 | 0.6 | 24 | 5.3 | 3.9 | - | 11000 | 9200 | 730 | - | 690 | 580 | - | - | 640 | 530
D35 |  | 35 | 21 | 0.6 | 25 | 5.4 | 4.1 | - | 12000 | 10100 | 800 | - | 750 | 630 | - | - | 650 | 540
D40 |  | 40 | 24 | 0.6 | 27 | 5.5 | 4.2 | - | 13000 | 10900 | 870 | - | 810 | 680 | - | - | 660 | 550
D45 |  | 45 | 27 | 0.6 | 29 | 5.8 | 4.4 | - | 13500 | 11300 | 900 | - | 840 | 710 | - | - | 700 | 580
D50 |  | 50 | 30 | 0.6 | 30 | 6.2 | 4.5 | - | 14000 | 11800 | 930 | - | 880 | 740 | - | - | 740 | 620
D55 |  | 55 | 33 | 0.6 | 32 | 6.6 | 4.7 | - | 15500 | 13000 | 1030 | - | 970 | 810 | - | - | 790 | 660
D60 |  | 60 | 36 | 0.6 | 33 | 10.5 | 4.8 | - | 17000 | 14300 | 1130 | - | 1060 | 890 | - | - | 840 | 700
D65 |  | 65 | 39 | 0.6 | 35 | 11.3 | 5 | - | 18500 | 15500 | 1230 | - | 1160 | 970 | - | - | 900 | 750
D70 |  | 70 | 42 | 0.6 | 36 | 12 | 5 | - | 20000 | 16800 | 1330 | - | 1250 | 1050 | - | - | 960 | 800
D75 |  | 75 | 45 | 0.6 | 37 | 12.8 | 5 | - | 22000 | 18500 | 1470 | - | 1380 | 1160 | - | - | 1020 | 850
D80 |  | 80 | 48 | 0.6 | 38 | 13.5 | 5 | - | 24000 | 20200 | 1600 | - | 1500 | 1260 | - | - | 1080 | 900
NEN-EN 14080, table 4 | Characteristic strength and stiffness properties in N/mm2 and densities in kg/m3 for combined glulam | fm,g,k | ft,0,g,k | ft,90,g,k | fc,0,g,k | fc,90,g,k | fv,g,k | fr,g,k | E0,g,mean | E0,g,05 | E90,g,mean | E90,g,05 | Gg,mean | Gg,05 | Gr,g,mean | Gr,g,05 | ρg,mean | ρg,k
GL 20c |  | 20 | 15 | 0.5 | 18.5 | 2.5 | 3.5 | 1.2 | 10400 | 8600 | 300 | 250 | 650 | 540 | 65 | 54 | 390 | 355
GL 22c |  | 22 | 16 | 0.5 | 20 | 2.5 | 3.5 | 1.2 | 10400 | 8600 | 300 | 250 | 650 | 540 | 65 | 54 | 390 | 355
GL 24c |  | 24 | 17 | 0.5 | 21.5 | 2.5 | 3.5 | 1.2 | 11000 | 9100 | 300 | 250 | 650 | 540 | 65 | 54 | 400 | 365
GL 26c |  | 26 | 19 | 0.5 | 23.5 | 2.5 | 3.5 | 1.2 | 12000 | 10000 | 300 | 250 | 650 | 540 | 65 | 54 | 420 | 385
GL 28c |  | 28 | 19.5 | 0.5 | 24 | 2.5 | 3.5 | 1.2 | 12500 | 10400 | 300 | 250 | 650 | 540 | 65 | 54 | 420 | 390
GL 30c |  | 30 | 19.5 | 0.5 | 24.5 | 2.5 | 3.5 | 1.2 | 13000 | 10800 | 300 | 250 | 650 | 540 | 65 | 54 | 430 | 390
GL 32c |  | 32 | 19.5 | 0.5 | 24.5 | 2.5 | 3.5 | 1.2 | 13500 | 11200 | 300 | 250 | 650 | 540 | 65 | 54 | 440 | 400
NEN-EN 14080, table 5 | Characteristic strength and stiffness properties in N/mm2 and densities in kg/m3 for homogenuous glulam | fm,g,k | ft,0,g,k | ft,90,g,k | fc,0,g,k | fc,90,g,k | fv,g,k | fr,g,k | E0,g,mean | E0,g,05 | E90,g,mean | E90,g,05 | Gg,mean | Gg,05 | Gr,g,mean | Gr,g,05 | ρg,mean | ρg,k
GL 20h |  | 20 | 16 | 0.5 | 20 | 2.5 | 3.5 | 1.2 | 8400 | 7000 | 300 | 250 | 650 | 540 | 65 | 54 | 370 | 340
GL 22h |  | 22 | 17.6 | 0.5 | 22 | 2.5 | 3.5 | 1.2 | 10500 | 8800 | 300 | 250 | 650 | 540 | 65 | 54 | 410 | 370
GL 24h |  | 24 | 19.2 | 0.5 | 24 | 2.5 | 3.5 | 1.2 | 11500 | 9600 | 300 | 250 | 650 | 540 | 65 | 54 | 420 | 385
GL 26h |  | 26 | 20.8 | 0.5 | 26 | 2.5 | 3.5 | 1.2 | 12100 | 10100 | 300 | 250 | 650 | 540 | 65 | 54 | 445 | 405
GL 28h |  | 28 | 22.3 | 0.5 | 28 | 2.5 | 3.5 | 1.2 | 12600 | 10500 | 300 | 250 | 650 | 540 | 65 | 54 | 460 | 425
GL 30h |  | 30 | 24 | 0.5 | 30 | 2.5 | 3.5 | 1.2 | 13600 | 11300 | 300 | 250 | 650 | 540 | 65 | 54 | 480 | 430
GL 32h |  | 32 | 25.6 | 0.5 | 32 | 2.5 | 3.5 | 1.2 | 14200 | 11800 | 300 | 250 | 650 | 540 | 65 | 54 | 490 | 440